## ხელსაწყოები ინგლისურად
Information on significant scientific equipment/devices and special premises of the Scientific-Research Institute as of January 1, 2022
Scientific Research Institute / Center | Significant scientific equipment/devices | [7 empty] | Special scientific fucilities/territories etc. (Tunnel / Experimental Field / Plot / Polygon)
Name | Title of the equipment/device (Manufacturer / Brand) | Technical characteristics | Date of issue | Exploitation staring year | Usage/application (works that can be performed with the device) | Purpose of usage/application (scientific / educational / industrial) | Technical condition (Operational - working condition / Zero usage / Requires repairment / Depreciated | Structure / Department / Laboratory responsible for the operation | Description (no more than 700 words)
V. Chavchanidze Institute of Cybernetics of the Georgian Technical University | Voltmeter В7-17 / Soviet Production | 1-100 V; 1 kgom-10 Megaom | 1974 | 1974 | Measurement of voltage and resistance | Scientific | Working condition | Department of Optically Controlled Anisotropic Systems
V. Chavchanidze Institute of Cybernetics of the Georgian Technical University | Voltmeter В7-26 / Soviet Production | 0.1-300 V | 1975 | 1975 | Voltage measurement | Scientific | Working condition | Department of Optically Controlled Anisotropic Systems
V. Chavchanidze Institute of Cybernetics of the Georgian Technical University | Voltmeter В7-26 / Soviet Production | 0.1-300 V | 1984 | 1984 | Voltage measurement | Scientific | Working condition | Department of Optically Controlled Anisotropic Systems
V. Chavchanidze Institute of Cybernetics of the Georgian Technical University | Generator Г3-112/1 / Soviet Production | 1-10⁵ Hz | 1983 | 1983 | Source of impulses | Scientific | Working condition | Department of Optically Controlled Anisotropic Systems
V. Chavchanidze Institute of Cybernetics of the Georgian Technical University | Generator Г3-112 / Soviet production | 1-10⁵ Hz | 1985 | 1985 | Source of impulses | Scientific | Working condition | Department of Optically Controlled Anisotropic Systems
V. Chavchanidze Institute of Cybernetics of the Georgian Technical University | Power supply Б5-50 / Soviet Production | 1-100 V | 1987 | 1987 | Direct current source | Scientific | Working condition | Department of Optically Controlled Anisotropic Systems
V. Chavchanidze Institute of Cybernetics of the Georgian Technical University | Power supply Б5-50 / Soviet Production | 1-100 V | 1987 | 1987 | Direct current source | Scientific | Working condition | Department of Optically Controlled Anisotropic Systems
V. Chavchanidze Institute of Cybernetics of the Georgian Technical University | Monochromator МДР-2 / Soviet Production | Infrared, ultraviolet | 1972 | 1972 | Spectral analysis | Scientific | Working condition | Department of Optically Controlled Anisotropic Systems
V. Chavchanidze Institute of Cybernetics of the Georgian Technical University | Monochromator МДР-3 / Soviet Production | Infrared, ultraviolet | 1974 | 1974 | Spectral analysis | Scientific | Working condition | Department of Optically Controlled Anisotropic Systems
V. Chavchanidze Institute of Cybernetics of the Georgian Technical University | Millivoltmeter В3-36 / Soviet Production | 3 millivolt -3V | 1985 | 1985 | Voltage measurement | Scientific | Working condition | Department of Optically Controlled Anisotropic Systems
V. Chavchanidze Institute of Cybernetics of the Georgian Technical University | Nanovoltmeter 273 / Poland | 1 Microvolt-10 Millivolts | 1985 | 1985 | Voltage measurement | Scientific | Working condition | Department of Optically Controlled Anisotropic Systems
V. Chavchanidze Institute of Cybernetics of the Georgian Technical University | Spectrometer ИСК-21 / Soviet Production | Infrared spectrometer | 1969 | 1969 | Spectral analysis | Scientific | Working condition | Department of Optically Controlled Anisotropic Systems
V. Chavchanidze Institute of Cybernetics of the Georgian Technical University | Amplifier У7-1 / Soviet production | Frequency range 0-100 kHz, amplification coefficient for 600 ohm load is 10 dB-801 dB, amplification inaccuracy coefficient ± 0.1 dB. | 1984 | 1984 | Direct and alternating current's signal amplifier | Scientific | Working condition | Department of Optically Controlled Anisotropic Systems
V. Chavchanidze Institute of Cybernetics of the Georgian Technical University | Selective nanovoltmeter - 237 / Poland | 1 Microvolt-100 Millivolts | 1986 | 1986 | Voltage measurement | Scientific | Working condition | Department of Optically Controlled Anisotropic Systems
V. Chavchanidze Institute of Cybernetics of the Georgian Technical University | Nanovoltmeter 232Б / Poland | 1 Microvolt-30 Millivolts | 1988 | 1988 | Voltage measurement | Scientific | Working condition | Department of Optically Controlled Anisotropic Systems
V. Chavchanidze Institute of Cybernetics of the Georgian Technical University | Nanovoltmeter 232В / Poland | 1 Microvolt-30 Millivolts | 1987 | 1987 | Voltage measurement | Scientific | Working condition | Department of Optically Controlled Anisotropic Systems
V. Chavchanidze Institute of Cybernetics of the Georgian Technical University | Analyser of real time scale ГДРО1012 / Poland | 0.3 Millivolts-30 volt | 1983 | 1983 | Electrical signal analyzer | Scientific | Working condition | Department of Optically Controlled Anisotropic Systems
V. Chavchanidze Institute of Cybernetics of the Georgian Technical University | Generator Г3-112/1 / Soviet Production | 1-10⁵ Hz | 1988 | 1988 | Source of impulses | Scientific | Working condition | Department of Optically Controlled Anisotropic Systems
V. Chavchanidze Institute of Cybernetics of the Georgian Technical University | Semiconductor strain gage Л2-56А / Soviet Production, Lvov | Input voltage measurement range 1 mkW-400 megawatts, measurement error 3-5%, net voltage 220 ± 22 V, frequency 50 ± 5 Hz, | 1988 | 1988 | To measure the parameters of different semiconductors | Scientific | Depriciated | Department of Optically Controlled Anisotropic Systems
V. Chavchanidze Institute of Cybernetics of the Georgian Technical University | Teraohmmeter Е6-13А / Soviet Production | 10²-10¹³ Ohm | 1989 | 1989 | Resistance measurement | Scientific | Working condition | Department of Optically Controlled Anisotropic Systems
V. Chavchanidze Institute of Cybernetics of the Georgian Technical University | Laser (Radiation meter) ОСИ-ЭМ / Soviet Production | 1-100 joule; 1-100 watts | 1989 | 1989 | Measurement of laser radiation energy and its average power | Scientific | Working condition | Department of Optically Controlled Anisotropic Systems
V. Chavchanidze Institute of Cybernetics of the Georgian Technical University | Oscillograph С1-112А / Soviet Production | 1 microsecond - 30 milliseconds | 1989 | 1989 | Electronic signals analyzer | Scientific | Working condition | Department of Optically Controlled Anisotropic Systems
V. Chavchanidze Institute of Cybernetics of the Georgian Technical University | Voltmeter В3-36 / Soviet Production | 10 MV-1000 V | 1989 | 1989 | Voltage measurement | Scientific | Working condition | Department of Optically Controlled Anisotropic Systems
V. Chavchanidze Institute of Cybernetics of the Georgian Technical University | Power supply Б5-50 / Soviet Production | 1V-100V | 1989 | 1989 | Direct current source | Scientific | Working condition | Department of Optically Controlled Anisotropic Systems
V. Chavchanidze Institute of Cybernetics of the Georgian Technical University | Dosimeter ИЛД-2М / Soviet Production | 0.49-11 Micrometer | 1989 | 1989 | Measurement of laser radiation parameters | Scientific | Working condition | Department of Optically Controlled Anisotropic Systems
V. Chavchanidze Institute of Cybernetics of the Georgian Technical University | Generator ГВИ-2М / Soviet Production | Voltage frequency 50 Hz, maximum output of pulse voltage: 20 kV on the first stage, 10 kV on the second stage, 5 kV on the third stage, power 1.5 kW, accumulation capacity 40 m. | 1989 | 1989 | To detect damage in high voltage networks, the voltage value is up to 35 kW. | Scientific | Working condition | Department of Optically Controlled Anisotropic Systems
V. Chavchanidze Institute of Cybernetics of the Georgian Technical University | Nanovoltmeter Р 237 / Soviet Production | 1 Microvolt-100 Millivolts | 1989 | 1989 | Voltage measurement | Scientific | Working condition | Department of Optically Controlled Anisotropic Systems
V. Chavchanidze Institute of Cybernetics of the Georgian Technical University | Power supply Б5-49 / Soviet Production | 0-400 V | 1989 | 1989 | Direct current source | Scientific | Working condition | Department of Optically Controlled Anisotropic Systems
V. Chavchanidze Institute of Cybernetics of the Georgian Technical University | Digital device Ф-266 / Soviet Production | Voltage range ± 0.1 V, measurements per second 10, voltage error 0.1%, temperature error 0.2%, code output 8421, logical "1" from 2V to 5.25V, logical "0" - from 0.4V to 0.8V -till. Voltage 220 V, frequency 50 Hz, power 45 V | 1990 | 1990 | Direct current measurement, temperature measurement by thermocouples | Scientific | Working condition | Department of Optically Controlled Anisotropic Systems
V. Chavchanidze Institute of Cybernetics of the Georgian Technical University | Voltmeter В7-37 / Soviet Production | 1000 V; 10 Megaom | 1990 | 1990 | Measurement of voltage and resistance | Scientific | Working condition | Department of Optically Controlled Anisotropic Systems
V. Chavchanidze Institute of Cybernetics of the Georgian Technical University | Voltmeter В7-36 / Soviet Production | 10 MV – 1000 V | 1981 | 1981 | Voltage measurement | Scientific | Working condition | Department of Optically Controlled Anisotropic Systems
V. Chavchanidze Institute of Cybernetics of the Georgian Technical University | Voltmeter В7-26 / Lviv, ,,ЗАПАДПРИБОР" | Direct Current voltage measurement range 30MV-300V, error ± 2% | 1977 | 1977 | Measures AC and DC voltagse as well as DC resistance | Scientific | Working condition | Department of Optically Controlled Anisotropic Systems
V. Chavchanidze Institute of Cybernetics of the Georgian Technical University | Goniometer Г-5 / Soviet Production | Error in a singular way - 5¹¹ ,Error of measuring a pyramidal angle - 10¹¹ | 1984 | 1984 | Angle measuring | Scientific | Working condition | Department of Optically Controlled Anisotropic Systems
V. Chavchanidze Institute of Cybernetics of the Georgian Technical University | Voltmeter В7-35 / Lviv, ,,ЗАПАДПРИБОР" | Measures direct current voltage up to 1000 V, sinusoidal voltage up to 1000 V, constant current resistance 10 ohms, measurement error of direct current ±0.2% , alternating current (± 0.4 + 3)% | 1985 | 1985 | Is used for measuring AC and DC current's resistance | Scientific | Working condition | Department of Optically Controlled Anisotropic Systems
V. Chavchanidze Institute of Cybernetics of the Georgian Technical University | Oscillograph OWON SDS82022 / China | Horizontal scale (S / div) 1ns / div ～ 100s / div, step by1 ~ 2 ~ 5 Front growth time ≤1.17ns Display: 8 ”color LCD, 800x600 pixels, 65535 number of color channels: 2 + 1 (external synchronization) Recording duration: Max.10 M Input modes: DC, AC, Ground. Input impedance 1MΩ ± 2%, parallel to 10 pF ± 5pF Channel isolation: 50MHz: 100: 1, 10MHz: 40: 1 Max. Input voltage: 400V (PK-PK) (DC + AC PK-PK) M.D. Growth accuracy ± 3% M.D. Average accuracy 16: ± (3% rdg + 0.05 div) for △ V Correction according to the sample coefficient: 1X, 10X, 100X, 1000X Vertical resolution: (A / D) 8 bit resolution (2 Channels simultaneously) Vertical Sensitivity: 2mV / div ~ 10V / div Communication interface: USB, USBflash disk storage, Pass / fail, Lan | 2017 | 2017 | Used to observe, measure and record the amplitude and frequency parameters of electrical signals | Scientific | Operational/working condition | Nanocomposite Laboratory
V. Chavchanidze Institute of Cybernetics of the Georgian Technical University | Lathe Machine ТВИ-1-3 / Soviet Production, Rostov factory, МАГСО | Processing diameter 200 mm, distance between centers 300 mm, the depth of processing 16 mm, electronic motor power 0.6 kW, frequency range 120-710 rp/m | 1956 | 1965 | Educational lathe machine, used for all type of lathe purposes, as well as for school learning | Scientific/Industrial | Working condition | Material Resources and Metrology Group
V. Chavchanidze Institute of Cybernetics of the Georgian Technical University | Monochrome ДМР-4 / Soviet Production | 250nm- 2500nm | 1961 | 1961 | Spectroscopy | Scientific | Operational-working condition | Department of Optically Controlled Anisotropic Systems
V. Chavchanidze Institute of Cybernetics of the Georgian Technical University | Holographic table УНК / Soviet Production | Whole laser spectrum in the visible area from 200 till 5000 nanometer | 1980 | 1980 | Optics, holography | Scientific | Operational-working condition | Department of Optically Controlled Anisotropic Systems
V. Chavchanidze Institute of Cybernetics of the Georgian Technical University | MillivoltmeterВ3-5 / Soviet Production | 1-300V | 1969 | 1969 | Electronic measurements | Scientific | Operational-working condition | Department of Optically Controlled Anisotropic Systems
V. Chavchanidze Institute of Cybernetics of the Georgian Technical University | MillivoltmeterВ3-56 / Soviet Production | 1-300V | 1976 | 1976 | Electronic measurements | Scientific | Operational-working condition | Department of Optically Controlled Anisotropic Systems
V. Chavchanidze Institute of Cybernetics of the Georgian Technical University | MillivoltmeterВ3-56 / Soviet Production | 1-300V | 1976 | 1976 | Electronic measurements | Scientific | Operational-working condition | Department of Optically Controlled Anisotropic Systems
V. Chavchanidze Institute of Cybernetics of the Georgian Technical University | Pulses generator Г5-63 / Soviet Production | 0-1mHz | 1981 | 1981 | Electronic measurements | Scientific | Operational-working condition | Department of Optically Controlled Anisotropic Systems
V. Chavchanidze Institute of Cybernetics of the Georgian Technical University | Frequency meter Ч3-44 / Soviet Production | 0.1-100mHz | 1985 | 1985 | Electronic measurements | Scientific | Operational-working condition | Department of Optically Controlled Anisotropic Systems
V. Chavchanidze Institute of Cybernetics of the Georgian Technical University | Pulse generator Г5-54 / Soviet Production | 0-1mHz | 1968 | 1968 | Electronic measurements | Scientific | Operational-working condition | Department of Optically Controlled Anisotropic Systems
V. Chavchanidze Institute of Cybernetics of the Georgian Technical University | Power module Б5-49 / Soviet Production | 0-300V | 1987 | 1987 | Electronic measurements | Scientific | Operational-working condition | Department of Optically Controlled Anisotropic Systems
V. Chavchanidze Institute of Cybernetics of the Georgian Technical University | Power module Б5-50 / Soviet Production | 0-99V | 1987 | 1987 | Electronic measurements | Scientific | Operational-working condition | Department of Optically Controlled Anisotropic Systems
V. Chavchanidze Institute of Cybernetics of the Georgian Technical University | Oscillograph TDS8104 / Foreign, Company name - OWON, WWW.OWON.COM.CN | 10Hz-100მHz | 2018 | 2018 | Electronic measurements | Scientific | Operational-working condition | Department of Optically Controlled Anisotropic Systems
V. Chavchanidze Institute of Cybernetics of the Georgian Technical University | Derivatograph / Hungary | Temperature range 1400 ° C; Heating rate up to 0.6 ° C-20 ° C in min; Measurement interval 0.5-10 g ;Error 1% at 20 mg, 50 to 100 mg at 0.5%. | 1968 | 1968 | Used for simultaneous performance of hermeneutic and thermogravimetric analysis | Scientific | Depriciated | Laboratory of thermo and photochromic structures
V. Chavchanidze Institute of Cybernetics of the Georgian Technical University | Derivatograph /Hungary | Temperature range 1400 ° C; Heating rate up to 0.6 ° C-20 ° C in min; Measurement interval 0.5-10 g ;Error 1% at 20 mg, 50% to 100 mg at 0.5%. | 1970 | 1970 | Used for simultaneous performance of hermeneutic and thermogravimetric analysis | Scientific | Depriciated | Laboratory of thermo and photochromic structures
V. Chavchanidze Institute of Cybernetics of the Georgian Technical University | Analytical Balance AS22OR2 / Poland | Maximum capacity 220g , Readability 0.0001g | 2018 | 2018 | Is used for weighing chemicals | Scientific | Operational-working condition | Laboratory of thermo and photochromic structures
V. Chavchanidze Institute of Cybernetics of the Georgian Technical University | Technical scales AMW-2000 /USA | Weighing range up to 10 g to 6800 g. Measures to 1.25 g accuracy (Medium Accuracy Class) | 2018 | 2018 | Measurement of loose substances | Scientific | Operational-working condition | Laboratory of thermo and photochromic structures
V. Chavchanidze Institute of Cybernetics of the Georgian Technical University | Melting machine MPA / India MART | The highest temperature of melting 300°C | 2008 | 2018 | Used for investigating the melting temperature of a substance | Scientific | Operational-working condition | Laboratory of thermo and photochromic structures
V. Chavchanidze Institute of Cybernetics of the Georgian Technical University | Voltage source Б5-10 / Soviet Production | Regulated constant voltage + H72: H118A in the range of 2-300V | 1976 | 1976 | Power supply of radio circuits | Scientific | Operational-working condition | Department of Computing Engineering Elements and Nanomaterials
V. Chavchanidze Institute of Cybernetics of the Georgian Technical University | Incandescence voltage source Б2-1 / Soviet Production | Variable voltage 2-220 V | 1976 | 1976 | Power supply for radio equipment | Scientific | Operational-working condition | Department of Computing Engineering Elements and Nanomaterials
V. Chavchanidze Institute of Cybernetics of the Georgian Technical University | Transistor tester Л2-38 / Soviet Production | Frequency: 100; 250; 400 mHz. Measurement range: (0.5 ... 30) Ma. Ids = 50 Ma | 1986 | 1986 | Measurement of static parameters of the transistors | Scientific | Operational-working condition | Department of Computing Engineering Elements and Nanomaterials
V. Chavchanidze Institute of Cybernetics of the Georgian Technical University | Spectrophotometer СФ-26-01 / Soviet Production | Working range 190-1100nm. Light sources: hydrogen lamp in the ultraviolet range and incandescent lamp. A quartz prism is used for light dispersion | 1980 | 1980 | Measurement of light absorption in the range of 190–1100 nm | Scientific | Operational-working condition | Department of Computing Engineering Elements and Nanomaterials
V. Chavchanidze Institute of Cybernetics of the Georgian Technical University | Machine УМРЗ / Soviet Production | A three-electrode plasma system used for the coating. Target voltage 5 kV. Anodic current - 5 A. Discharge current - 500 mA. Vacuum 10-5 torus | 1966 | 1966 | Coating of thin dielectric, semiconductor and metal tapes | Scientific | Operational-working condition | Department of Computing Engineering Elements and Nanomaterials
V. Chavchanidze Institute of Cybernetics of the Georgian Technical University | Frequency meter Ф-5043 / Soviet Production | Frequency measurement in the 25–20000Hz range | 1980 | 1980 | Frequency measurement in electrical circuits | Scientific | Operational-working condition | Department of Computing Engineering Elements and Nanomaterials
V. Chavchanidze Institute of Cybernetics of the Georgian Technical University | Vacuum splashing unit УВН-78 Д-1 / Soviet Production | Mechanical and diffusions pumps. Maximum vacuum 2 × 10-5 tor. Laying temperature 500˚C. | 1966 | 1966 | Coating of thin films of metal and dielectrics by thermal evaporation | Scientific | Operational-working condition | Department of Computing Engineering Elements and Nanomaterials
V. Chavchanidze Institute of Cybernetics of the Georgian Technical University | Tester Л2-54 / Soviet Production | Modes of measurement: Transistors : I e = 1mA, I e = 5 mA; - U k = 4.5 V, U k = 4.5; LEDs: I pr = 5 mA, 100 mA (from an internal source); I pr = 5 mA, 300 mA (from external sources); U mod = 10V-400V; | 1983 | 1983 | Measurement of radiodetail parameters | Scientific | Operational-working condition | Department of Computing Engineering Elements and Nanomaterials
V. Chavchanidze Institute of Cybernetics of the Georgian Technical University | Oscillograph С8-14 / Soviet Production | Recording speed 3000 km / s; Running band: not more than 50 m Hz; Procreation time: 40 sec. | 1983 | 1983 | Electronic signals analyzer | Scientific | Depriciated | Department of Computing Engineering Elements and Nanomaterials
V. Chavchanidze Institute of Cybernetics of the Georgian Technical University | Lathe Machine ТВ-320 / Soviet Production | Lathe - thread-cutting machine. Power: 2.5 kW; Speed: 2000 rpm; Maximum diameter of workpeace: -320 mm. Longitudinal displacement of the cutter: 0.03-0.49 mm / in rotation | 1962 | 1962 | Production of metal parts for technological and experimental studies | Scientific | Operational-working condition | Department of Computing Engineering Elements and Nanomaterials
V. Chavchanidze Institute of Cybernetics of the Georgian Technical University | Source Б5-24 / Soviet Production | Stabilized constant voltage source. Max. 400V. | 1978 | 1978 | Power supply of electrical measuring circuits | Scientific | Working condition | Department of Computing Engineering Elements and Nanomaterials
V. Chavchanidze Institute of Cybernetics of the Georgian Technical University | Power supply Б5-43 / Soviet Production | Direct Current power source. 10V, 2A. | 1983 | 1983 | Power supply of electrical measuring circuits | Scientific | Working condition | Department of Computing Engineering Elements and Nanomaterials
V. Chavchanidze Institute of Cybernetics of the Georgian Technical University | Drilling machine НС-12А / Soviet Production | Rotation speed: 450, 710, 1400, 2500, 4500 rpm; Maximum diameter: 12 mm; Drilling Max. Depth: 100 mm. | 1961 | 1961 | Drilling works | Scientific | Working condition | Department of Computing Engineering Elements and Nanomaterials
V. Chavchanidze Institute of Cybernetics of the Georgian Technical University | Lathe Machine 1Е-61М / Soviet Production | Lathe - thread-cutting machine. Cutting inch and metric screws. Power 4.5 kW; Number of rotation 1335 rpm; Maximum size of the detail to be processed 320 mm; | 1962 | 1962 | Production of metal parts for technological and experimental studies | Scientific | Working condition | Department of Computing Engineering Elements and Nanomaterials
V. Chavchanidze Institute of Cybernetics of the Georgian Technical University | Polishing lathe / Soviet Production | Maximum number of rotations - 1500 / min. The diameter of the table is 50 cm. | 1980 | 1980 | Polishing of glass and quartz optics | Scientific | Depriciated | Department of Computing Engineering Elements and Nanomaterials
V. Chavchanidze Institute of Cybernetics of the Georgian Technical University | Generatot Г3-112 / Soviet Productio | Low frequency generator 10 Hz-10 GHz | 1988 | 1988 | To generate a measurement signal | Scientific | Working condition | Department of Computing Engineering Elements and Nanomaterials
V. Chavchanidze Institute of Cybernetics of the Georgian Technical University | Power supply Б5-49 / Soviet Production | Direct Current power source. Output maximum voltage 100 V, current 1 A. | 1987 | 1987 | Power supply of electrical measuring circuits | Scientific | Working condition | Department of Computing Engineering Elements and Nanomaterials
V. Chavchanidze Institute of Cybernetics of the Georgian Technical University | Milliammeter Е6-18/1 / Soviet Production | Milliammeter in the range of 0.1ohm -100ohm | 1986 | 1986 | Measurement of resistance of electrical tools and components | Scientific | Working condition | Department of Computing Engineering Elements and Nanomaterials
V. Chavchanidze Institute of Cybernetics of the Georgian Technical University | Thermometer 790 (kb) PIROMETR AXIOMETR:1 (AX-7531)/AXIOMET Poland | Pyrometer, Max. Temperature 800 ° C | 2015 | 2015 | Temperature measurement in technological processes and experiments | Scientific | Working condition | Department of Computing Engineering Elements and Nanomaterials
V. Chavchanidze Institute of Cybernetics of the Georgian Technical University | Power supply multimeter keithey 2400/Tektronix USA | Maximum power supply - 1 a. Voltage - 200 V. Minimum measured current - 1 Pa, voltage - 100 Na | 2016 | 2016 | Measurement of tool parameters based on nanomaterials | Scientific | Working condition | Department of Computing Engineering Elements and Nanomaterials
V. Chavchanidze Institute of Cybernetics of the Georgian Technical University | Philips CM12 electron microscope / Netherlands | Transmission electron microscope . acceleration voltage 120kV. Cathode LaB6 | 1992 | 2019 | Studies the morphology and structure of exact dimensions of nanomaterials | Scientific | Working condition | Department of Computing Engineering Elements and Nanomaterials
V. Chavchanidze Institute of Cybernetics of the Georgian Technical University | Voltmeter В7-26 / Soviet Production | Measurement of direct current voltage: 30 мВ - 300 В (0,3-1-3-10-30-100-300 В); Basic measurement error: 2.5% (in all subranges); AC voltage measurement range at low frequency input (20Hz - 20Hz) From the input: 200 millivolts - 300 volts (1-3-10-30-100-300V); Basic measurement error: 4%; Resistance measurement range from 10 Ohm - 1000 MOhm (0.1 - 1 - 10-100 kg; 1 - 10-100 mg); Basic error not more than 2.5%; | 1982 | 1985 | Measurement of AC and DC current voltage under laboratory testing conditions | Scientific | Working condition | Department of Applied Pattern Recognition Systems
V. Chavchanidze Institute of Cybernetics of the Georgian Technical University | Voltmeter Universal В7-26 / Soviet Production | Measurement of direct current voltage: 30 мВ - 300 В (0,3-1-3-10-30-100-300 В); Basic measurement error: 2.5% (in all subranges); AC voltage measurement range at low frequency input (20Hz - 20Hz) From the input: 200 millivolts - 300 volts (1-3-10-30-100-300V); Basic measurement error: 4%; Resistance measurement range from 10 Ohm - 1000 MOhm (0.1 - 1 - 10-100 kg; 1 - 10-100 mg); Basic error not more than 2.5%; | 1982 | 1982 | Testing of radio equipment in laboratory as well as field conditions | Scientific | Working condition | Department of Applied Pattern Recognition Systems
V. Chavchanidze Institute of Cybernetics of the Georgian Technical University | Generatot МГИ-2 (Г5-15) / Soviet Production | Duration of pulses of both polarities: from 0.1 μs to 10 μs; Pulse sequence frequency: from 40 Hz to 10000 Hz; Power supply: 220 V, 50 Hz; Power consumption: 200 watts; Dimensions: 405 × 315 × 215 mm; Weight: 12 kg. | 1973 | 1973 | Testing of radio equipment in laboratory and field conditions. | Scientific | Working condition | Department of Applied Pattern Recognition Systems
V. Chavchanidze Institute of Cybernetics of the Georgian Technical University | Power supply Б5-9 / Soviet Production | Output voltage operating range: 2 to 100 volts; Permissible value of load current: 1 amp; Power supply voltage of the device: 220 ± 22 V, 50 ± 0.5 Hz; | 1973 | 1973 | Power supply of radio circuits and devices with stabilized constant voltage | Scientific | Working condition | Department of Applied Pattern Recognition Systems
V. Chavchanidze Institute of Cybernetics of the Georgian Technical University | Universal Lathe Machine / Ulyanovsk's Machine-Building Factor | Lightweight lathe machine, eelectornic engine power 4.5 kW, speed 335 rp/m | 1965 | 1965 | For high precision lathe operations | Scientific | Working condition | Department of Applied Pattern Recognition Systems
V. Chavchanidze Institute of Cybernetics of the Georgian Technical University | Universal tec milling lathe 675 / Soviet Production | Work table area 200 х 500; Maximum horizontal movement of the table 320 mm; Maximum vertical movement of the table 300 mm; | 1962 | 1962 | Production of high precision details under laboratory conditions | Scientific | Requires repairment | Department of Applied Pattern Recognition Systems
V. Chavchanidze Institute of Cybernetics of the Georgian Technical University | Oscillograph 736A OSCIL.X1 ST16B / China | Power supply voltage: 220 V, 50 Hz | 2015 | 2015 | Oscillograph allows observation and correction of signal shape during electronic circuit processing | Scientific | Operational-working condition | Department of Applied Pattern Recognition Systems
V. Chavchanidze Institute of Cybernetics of the Georgian Technical University | Multimeter 769 (KB) TES SINO MS8209 / China | Constant voltage: 400 m / 4/40/400/600 V: ± 0.7% Variable voltage: 400 m / 4/40/400 V: ± 0.8%, 600 V: ± 1.0% Resistance: 400 / 4k / 40k / 400k / 4m: ± 1.2%; 40 min: ± 2.0% Capacity: 4 n / 40 n / 400 n / 4 mc / 40 mc / 200 mc: ± 3.0% Temperature: -20 ° С -400 ° С: ± 3.0% (0.1 ° С), 20 ° С - 1000 ° С: ± 3.0% (1 ° С) Dimensions: 158 x 78 x 39 mm. | 2015 | 2015 | When working on electronic circuits (including in field conditions) as well as carrying out electrical measurements. | Scientific | Operational-working condition | Department of Applied Pattern Recognition Systems
V. Chavchanidze Institute of Cybernetics of the Georgian Technical University | Lathe machine desk universe A-4020 / BERNARDO, AUSTRIA | Power 250 watts; Frequency 50 Hz ; Danny 2 A; Weight 36 kg. | 2016 | 2016 | For turnery purposes | Scientific | Working condition | Department of Applied Pattern Recognition Systems
V. Chavchanidze Institute of Cybernetics of the Georgian Technical University | Voltmeter В3-43 / Soviet Production | AC Voltmeter 3 mV-300V 10 kHz-1000 MHz | 1987 | 1987 | AC voltage measurement | Scientific/Educational | Operational-working condition | Department of Optics and Spectroscopy
V. Chavchanidze Institute of Cybernetics of the Georgian Technical University | Goniometer ГС-5 / Soviet Production | Focus distance. 400 mm Beam diameter 50 mm Magnify * 50 | 1978 | 1978 | Angle measuring | Scientific | Operational-working condition | Department of Optics and Spectroscopy
V. Chavchanidze Institute of Cybernetics of the Georgian Technical University | Goniometer ГС-5 / Soviet Production | Focus distance. 400 mm Beam diameter 50 mm Magnify * 50 | 1978 | 1978 | Angle measuring | Scientific | Working condition/Zero usage | Department of Optics and Spectroscopy
V. Chavchanidze Institute of Cybernetics of the Georgian Technical University | Laser (Quantum generator) ЛГ 106-М / Soviet Production | Ar + laser Λ(nm): 458,476,488,496,502,514 Power 1 watt | 1982 | 1982 | Laser radiation | Scientific | Requires repairment | Department of Optics and Spectroscopy
V. Chavchanidze Institute of Cybernetics of the Georgian Technical University | Power supply Б5-24 / Soviet Production | Direct current supply Voltage 200-400V Current 5მA | 1979 | 1979 | Direct current source | Scientific | Operational-working condition | Department of Optics and Spectroscopy
V. Chavchanidze Institute of Cybernetics of the Georgian Technical University | Power supply Б5-50 / Soviet Production | Direct current supply Voltage 1-299V Current 0,001-0,299 A | 1980 | 1980 | Direct current source | Scientific | Operational-working condition | Department of Optics and Spectroscopy
V. Chavchanidze Institute of Cybernetics of the Georgian Technical University | Power supply Б5-50 / Soviet Production | Direct current supply Voltage 1-299V Current 0,001-0,299 A | 1979 | 1979 | Direct current source | Scientific | Operational-working condition | Department of Optics and Spectroscopy
V. Chavchanidze Institute of Cybernetics of the Georgian Technical University | Laser ЛТН-102В (Remade) / Soviet Production | Nd + : Y3 Al 5 O12's impulsive laser 20 nanosecond, impulse energyა 2,5 milli joule | 1980 | 1980 | Laser radiation | Scientific | Requires repairment | Department of Optics and Spectroscopy
V. Chavchanidze Institute of Cybernetics of the Georgian Technical University | Microvoltmeter В3-40 / Soviet Production | Alternating voltage meter 10 mc-300V Frequency: 5 Hz - 5 MHz | 1978 | 1978 | Alternating voltage measurement | Scientific/Educational | Operational-working condition | Department of Optics and Spectroscopy
V. Chavchanidze Institute of Cybernetics of the Georgian Technical University | Monochromator УМ-2 / Soviet Production | Working range from 380 to 1000 nm; Spectral colors: violet, blue violet, light blue, green, yellow, red. | 1979 | 1979 | Light dispersion | Scientific/Educational | Working condition/Zero usage | Department of Optics and Spectroscopy
V. Chavchanidze Institute of Cybernetics of the Georgian Technical University | Drilling lathe ИС-12А / Soviet Production | Table drilling lathe | 1962 | 1962 | Mechanical workshop | Scientific | Operational-working condition | Department of Optics and Spectroscopy
V. Chavchanidze Institute of Cybernetics of the Georgian Technical University | Lathe СД-2 / Soviet Production | Polishing Machine | 1967 | 1967 | Optical workshop | Scientific | Operational-working condition | Department of Optics and Spectroscopy
V. Chavchanidze Institute of Cybernetics of the Georgian Technical University | Glass grinding machine А/14001-7 / Soviet Production | Slice Machine Tool | 1965 | 1965 | Optical workshop | Scientific | Operational-working condition | Department of Optics and Spectroscopy
V. Chavchanidze Institute of Cybernetics of the Georgian Technical University | Spectrograph ИСП-30 / Soviet Production | Working range 200-600 nm | 1980 | 1980 | Fixation of the radiation spectrum | Scientific | Operational-working condition | Department of Optics and Spectroscopy
V. Chavchanidze Institute of Cybernetics of the Georgian Technical University | Spectrograph DFS-452 (converted to spectrometer) / Soviet Production | Working range 190-1100 nm | 1982 | 1982 | Record spectra | Scientific | Operational-working condition | Department of Optics and Spectroscopy
V. Chavchanidze Institute of Cybernetics of the Georgian Technical University | Voltmeter В3-57 / Soviet Production | AC Voltmeter Operating Range 10MV-300V; 5H-5MH | 1980 | 1980 | AC voltage measurement | Scientific | Operational-working condition | Department of Optics and Spectroscopy
V. Chavchanidze Institute of Cybernetics of the Georgian Technical University | Oscillograph С1-81 / Soviet Production | Single channel. Frequency 0-20m Hz; Time 18 sec | 1979 | 1979 | Visualize and measure periodic signals | Scientific | Operational-working condition | Department of Optics and Spectroscopy
V. Chavchanidze Institute of Cybernetics of the Georgian Technical University | Generator Г6-26 / Soviet Production | Frequency 0.001 Hz-1000 Hz Voltage 1mL-10V | 1980 | 1980 | Special form of electric-pulse generator | Scientific | Operational-working condition | Department of Optics and Spectroscopy
V. Chavchanidze Institute of Cybernetics of the Georgian Technical University | Power supply Б5-50 / Soviet Production | Direct current supply Voltage 1-299V Current 0,001-0,299 A | 1982 | 1982 | Direct current source | Scientific | Operational-working condition | Department of Optics and Spectroscopy
V. Chavchanidze Institute of Cybernetics of the Georgian Technical University | Amplifier У7-3 /Soviet production | Direct and alternating current's amplifier. Frequency 0-1MHz. Amplification 1-10 | 1984 | 1984 | Direct and alternating current's amplifier | Scientific | Operational-working condition | Department of Optics and Spectroscopy
V. Chavchanidze Institute of Cybernetics of the Georgian Technical University | Oscillograph С1-122 a/2 / Soviet Production | Frequency 0-100m Hz Time 5 sec / compartment -50 sec / compartment | 1986 | 1986 | Visualize and measure periodic signals | Scientific | Operational-working condition | Department of Optics and Spectroscopy
V. Chavchanidze Institute of Cybernetics of the Georgian Technical University | Power supply Б5-49 / Soviet Production | Direct current supply Voltage 0,1-99,9V Current 0,001-0,999 A | 1988 | 1988 | Direct current source | Scientific | Operational-working condition | Department of Optics and Spectroscopy
V. Chavchanidze Institute of Cybernetics of the Georgian Technical University | Power supply Б5-47 / Soviet Production | Direct current supply Voltage 0,1-29,9V Current 0,01-2,99A | 1988 | 1988 | Direct current source | Scientific | Operational-working condition | Department of Optics and Spectroscopy
V. Chavchanidze Institute of Cybernetics of the Georgian Technical University | Nanovoltmeter В2-38 / Soviet Production | Constant current voltage meter 1 Nv-2V | 1989 | 1989 | Smaller voltage measurement | Scientific | Operational-working condition | Department of Optics and Spectroscopy
V. Chavchanidze Institute of Cybernetics of the Georgian Technical University | Voltmeter В7-34А / Soviet Production | From 0.1 to 1000 V; Frequency 50 Hz | 1989 | 1989 | AC voltage measurement | Scientific | Operational-working condition | Department of Optics and Spectroscopy
V. Chavchanidze Institute of Cybernetics of the Georgian Technical University | Voltmeter В7-34А / Soviet Production | From 0.1 to 1000 V; Frequency 50 Hz | 1989 | 1989 | AC voltage measurement | Scientific | Operational-working condition | Department of Optics and Spectroscopy
V. Chavchanidze Institute of Cybernetics of the Georgian Technical University | Microvoltmeter В6-9 / Soviet Production | Selective microvoltmeter voltage 1 mkV - 10 V; Frequency 20 Hz-100 kHz | 1990 | 1990 | Measurement of the Alternating voltage by frequency selection | Scientific | Operational-working condition | Department of Optics and Spectroscopy
V. Chavchanidze Institute of Cybernetics of the Georgian Technical University | Microvoltmeter В6-9 / Soviet Production | Selective microvoltmeter voltage 1 mkV - 10 V; Frequency 20 Hz-100 kHz | 1990 | 1990 | Measurement of the Alternating voltage by frequency selection | Scientific | Operational-working condition | Department of Optics and Spectroscopy
V. Chavchanidze Institute of Cybernetics of the Georgian Technical University | Microvoltmeter В6-9 / Soviet Production | Selective microvoltmeter voltage 1 mkV - 10 V; Frequency 20 Hz-100 kHz | 1990 | 1990 | Measurement of the Alternating voltage by frequency selection | Scientific | Operational-working condition | Department of Optics and Spectroscopy
V. Chavchanidze Institute of Cybernetics of the Georgian Technical University | Microvoltmeter В6-9 / Soviet Production | Selective microvoltmeter voltage 1 mkV - 10 V; Frequency 20 Hz-100 kHz | 1990 | 1990 | Measurement of the Alternating voltage by frequency selection | Scientific | Operational-working condition | Department of Optics and Spectroscopy
V. Chavchanidze Institute of Cybernetics of the Georgian Technical University | Voltage source Б5-49 / Soviet Production | DC power source Voltage 0.1-9.9V Power 0.01-4.99 a | 1988 | 1988 | Direct current source | Scientific | Operational-working condition | Department of Optics and Spectroscopy
V. Chavchanidze Institute of Cybernetics of the Georgian Technical University | Voltage source Б5-49 / Soviet Production | DC power source Voltage 0.1-9.9V Power 0.01-4.99 a | 1988 | 1988 | Direct current source | Scientific | Operational-working condition | Department of Optics and Spectroscopy
V. Chavchanidze Institute of Cybernetics of the Georgian Technical University | Constant voltage amplifier У5-11А / Soviet Production | DC power amplification 10-15-10-2 voltage gain 10-4-2 * 102 | 1989 | 1989 | Amplifier of constant voltage | Scientific | Operational-working condition | Department of Optics and Spectroscopy
V. Chavchanidze Institute of Cybernetics of the Georgian Technical University | Constant voltage amplifier У5-11А / Soviet Production | DC power amplification 10-15-10-2 voltage gain 10-4-2 * 102 | 1989 | 1989 | Amplifier of constant voltage | Scientific | Operational-working condition | Department of Optics and Spectroscopy
V. Chavchanidze Institute of Cybernetics of the Georgian Technical University | Amplifier У7-6 / Soviet production | Differential amplifier range 0-300kHz | 1988 | 1988 | Wide range differential amplifier | Scientific | Operational-working condition | Department of Optics and Spectroscopy
V. Chavchanidze Institute of Cybernetics of the Georgian Technical University | Constant voltage amplifier Ф-8025 / Soviet Production | Voltage 220 V, frequency 50 Hz, power 7 V / A; Input resistance 10 ohm | 1988 | 1988 | Amplifier | Scientific | Operational-working condition | Department of Optics and Spectroscopy
V. Chavchanidze Institute of Cybernetics of the Georgian Technical University | Constant voltage amplifier Ф-8025 С/12 / Soviet Production | Voltage 220 V, frequency 50 Hz, power 7 V / A; Input resistance 10 ohm | 1989 | 1989 | Amplifier | Scientific | Operational-working condition | Department of Optics and Spectroscopy
V. Chavchanidze Institute of Cybernetics of the Georgian Technical University | Power supply Б5-43А / Soviet Production | Direct current supply Voltage 0-10V Current 0-3A | 1990 | 1990 | Direct current source | Scientific | Operational-working condition | Department of Optics and Spectroscopy
V. Chavchanidze Institute of Cybernetics of the Georgian Technical University | Comparator3003 / Soviet Production | Calibrated voltage range: 10 NV-11,111V Amplification 20 NV-10V Load 5 Ma | 1988 | 1988 | Comparison and measurement of voltage | Scientific | Operational-working condition | Department of Optics and Spectroscopy
V. Chavchanidze Institute of Cybernetics of the Georgian Technical University | Oscillograph С1-103 / Soviet Production | Biradial Front length 100-170sq Frequency range 20Hz-10m Hz | 1988 | 1988 | Visualize and measure periodic signals | Scientific | Requires repairment | Department of Optics and Spectroscopy
V. Chavchanidze Institute of Cybernetics of the Georgian Technical University | Generator Г3-122 / Soviet Production | Low frequency generator 0.001 Hz-20 MHz Sinusoidal, rectangular | 1989 | 1989 | Low frequency generator | Scientific | Operational-working condition | Department of Optics and Spectroscopy
V. Chavchanidze Institute of Cybernetics of the Georgian Technical University | Generator Г3-122 / Soviet Production | Generator Г3-122 / Soviet Production | 1989 | 1989 | Low frequency generator | Scientific | Operational-working condition | Department of Optics and Spectroscopy
V. Chavchanidze Institute of Cybernetics of the Georgian Technical University | Power supply Б5-48 / Soviet Production | Direct current supply Voltage 0,1-49,9V Current 0,001-0,999A | 1989 | 1989 | Direct current source | Scientific | Operational-working condition | Department of Optics and Spectroscopy
V. Chavchanidze Institute of Cybernetics of the Georgian Technical University | Power supply Б5-48 / Soviet Production | Direct current supply Voltage 0,1-49,9V Current 0,001-0,999A | 1989 | 1989 | Direct current source | Scientific | Operational-working condition | Department of Optics and Spectroscopy
V. Chavchanidze Institute of Cybernetics of the Georgian Technical University | Power supply Б5-48 / Soviet Production | Direct current supply Voltage 0,1-49,9V Current 0,001-0,999A | 1989 | 1989 | Direct current source | Scientific | Operational-working condition | Department of Optics and Spectroscopy
V. Chavchanidze Institute of Cybernetics of the Georgian Technical University | Power supply Б5-47 / Soviet Production | Direct current supply Voltage 0,1-29,9V Current 0,01-2,99A | 1989 | 1989 | Direct current source | Scientific | Operational-working condition | Department of Optics and Spectroscopy
V. Chavchanidze Institute of Cybernetics of the Georgian Technical University | Power supply Б5-46 / Soviet Production | Direct current supply Voltage 0,01-9,99V Current 0,01-4,99A | 1988 | 1988 | Direct current source | Scientific | Operational-working condition | Department of Optics and Spectroscopy
V. Chavchanidze Institute of Cybernetics of the Georgian Technical University | Nanovoltmeter 232 / Soviet Production | Selective Nanovoltmeter Frequency 1Hz-100k Hz | 1990 | 1990 | Measurement of variable voltage by frequency selection | Scientific | Requires repairment | Department of Optics and Spectroscopy
V. Chavchanidze Institute of Cybernetics of the Georgian Technical University | Magnetic induction meter РШ1-10 / Soviet Production | Magnetic induction meter 0.01 tl-2 tl | 1989 | 1989 | Measurement of magnetic induction. For magnets and solenoids | Scientific | Operational-working condition | Department of Optics and Spectroscopy
V. Chavchanidze Institute of Cybernetics of the Georgian Technical University | Electronic Noise Rate Meter 1/5 28 / Soviet Production | Noise coefficient measurement Working range 25.84 gHz-37.5 gHz | 1989 | 1989 | Measurement of noise coefficient | Scientific | Operational-working condition | Department of Optics and Spectroscopy
V. Chavchanidze Institute of Cybernetics of the Georgian Technical University | Microvibrometer Ф-191 / Soviet Production | A microwave meter is a measuring machine for small magnetic fluxes. Range: 0-2000 Mcb | 1989 | 1989 | Measurement of small magnetic fluxes | Scientific | Operational-working condition | Department of Optics and Spectroscopy
V. Chavchanidze Institute of Cybernetics of the Georgian Technical University | Amplifier Ф-8024 /Societ production | Voltage 220 V, frequency 50 Hz, power 5 V / A; Input resistance 10 ohm | 1990 | 1990 | Amplifier | Scientific | Operational-working condition | Department of Optics and Spectroscopy
V. Chavchanidze Institute of Cybernetics of the Georgian Technical University | Magnetic Induction Measurement -1-9 / Soviet Production | Magnetic induction meter. 25-2500 mm for magnets and 57-700 mm for solenoids | 1989 | 1989 | Measurement of magnetic induction. For magnets and solenoids | Scientific | Operational-working condition | Department of Optics and Spectroscopy
V. Chavchanidze Institute of Cybernetics of the Georgian Technical University | Measuring noise coefficient Х5-29 / Soviet Production | Noise coefficient measurement Working range 1gHz-4gHz Noise coefficient 0-30dB | 1990 | 1990 | Measurement of noise coefficient | Scientific | Operational-working condition | Department of Optics and Spectroscopy
V. Chavchanidze Institute of Cybernetics of the Georgian Technical University | Measurement of impedance Е7-14 / Soviet Production | Impedance measuring ranges Capacity 0.001 pf-1f Inductance 1 NHz Impedance 0.1m-1hp | 1990 | 1990 | Measurement of impedance | Scientific | Operational-working condition | Department of Optics and Spectroscopy
V. Chavchanidze Institute of Cybernetics of the Georgian Technical University | Microvoltmeter В6-9 / Soviet Production | Selective microvoltmeter voltage 1 mkV - 10 V; Frequency 20 Hz-100 kHz | 1990 | 1990 | Measurement of the Alternating voltage by frequency selection | Scientific | Operational-working condition | Department of Optics and Spectroscopy
V. Chavchanidze Institute of Cybernetics of the Georgian Technical University | Power supply Б5-45А / Soviet Production | Direct current supply Voltage 0,01-49,9V Current 0-0,5A | 1990 | 1990 | Direct current source | Scientific | Operational-working condition | Department of Optics and Spectroscopy
V. Chavchanidze Institute of Cybernetics of the Georgian Technical University | Voltage separator В-3027 / Soviet Production | Separator coefficients 10; 100; 1000 | 1990 | 1990 | Voltage separator | Scientific | Operational-working condition | Department of Optics and Spectroscopy
V. Chavchanidze Institute of Cybernetics of the Georgian Technical University | Calibrator П-321 / Soviet Production | DC power calibrator, Voltage: 10 mV-10V | 1990 | 1990 | Power program calibration | Scientific | Operational-working condition | Department of Optics and Spectroscopy
V. Chavchanidze Institute of Cybernetics of the Georgian Technical University | Generator Г4-83 / Soviet Production | High frequency signal generator 5 GHz-10.5 GHz | 1990 | 1990 | To generate high frequency signals | Scientific | Operational-working condition | Department of Optics and Spectroscopy
V. Chavchanidze Institute of Cybernetics of the Georgian Technical University | Measurement machine К2-4 / Soviet Production | High frequency conductor phase and modulus measurement Frequency: 4 gHz-5.5 gHz Wavelength: 7.5 cm-5.4 cm | 1990 | 1990 | Measurement of waveguide phase and modulus | Scientific | Operational-working condition | Department of Optics and Spectroscopy
V. Chavchanidze Institute of Cybernetics of the Georgian Technical University | Amplifier 0001 / Soviet production | Voltage 220 V, frequency 50 Hz, working range 8-18 Hz, input power 2 MW , output power 360 MW. | 1990 | 1990 | Amplifier of power | Scientific | Operational-working condition | Department of Optics and Spectroscopy
V. Chavchanidze Institute of Cybernetics of the Georgian Technical University | Analogic digital converter 77077 / Soviet Production | Comprises 10 channels, conversion frequency 4000 counts / sec. This happens when all ten channels are connected simultaneously. Input signal range from 0 to 3.3V. Rating АЦП 12 bits. | 1990 | 1990 | An analogous digital converting of electrical signals | Scientific | Operational-working condition | Department of Optics and Spectroscopy
V. Chavchanidze Institute of Cybernetics of the Georgian Technical University | Analogic digital converter 77077 / Soviet Production | Comprises 10 channels, conversion frequency 4000 counts / sec. This happens when all ten channels are connected simultaneously. Input signal range from 0 to 3.3V. Rating АЦП 12 bits. | 1990 | 1990 | An analogous digital converting of electrical signals | Scientific | Operational-working condition | Department of Optics and Spectroscopy
V. Chavchanidze Institute of Cybernetics of the Georgian Technical University | Measurement Щ1-9 / Soviet Production | Magnetic induction meter. For magnets 25-2500 mtl and for solenoids 57-700mtl | 1990 | 1990 | Measurement of magnetic induction. For magnets and solenoids | Scientific | Operational-working condition | Department of Optics and Spectroscopy
V. Chavchanidze Institute of Cybernetics of the Georgian Technical University | Optical desk ОСК-2 / Soviet Production | Lens diameter 150 mm; Lens focal length 1600 mm. | 1980 | 1980 | Optical stands and clamps | Scientific | Operational-working condition | Department of Optics and Spectroscopy
V. Chavchanidze Institute of Cybernetics of the Georgian Technical University | A set of micromanipulators / Soviet Production | Movement in the direction of the track 40 mm, movement in the direction of the track 30 mm, movement in the direction of the track 30 mm, accuracy 1/100 mm | 1975 | 1975 | Used for microscopic displacement of microelectrodes | Scientific | Operational-working condition | Department of Biocybernetic Systems
V. Chavchanidze Institute of Cybernetics of the Georgian Technical University | Special form signal generator Г6-27 / Soviet Production | 220 V, 50 Hz 30 V/A | 1983 | 1983 | Source of impulses | Scientific | Zero Usage/Depreciated | Department of Biocybernetic Systems
V. Chavchanidze Institute of Cybernetics of the Georgian Technical University | Low frequency generator Г3-118 / Soviet Production | 200 volts, 50 hertz, 50 volts ampere, 400 hertz | 1983 | 1983 | Source of impulses | Scientific | Zero Usage/Depreciated | Department of Biocybernetic Systems
V. Chavchanidze Institute of Cybernetics of the Georgian Technical University | Low frequency generator Г3-36А / Soviet Production | requency 0-200 KHz, Output voltage 5 mv-5 V | 1978 | 1978 | Source of impulses | Scientific | Zero Usage/Depreciated | Department of Biocybernetic Systems
V. Chavchanidze Institute of Cybernetics of the Georgian Technical University | Oscillograph SMART SDS8302 / Batronix, Germany | Bandwidth 200 MHZ, Sample rate, 2GSa/s; memory depth per channel 10 mpts. Additional interface VGA, display 8" TFT LCD with 65535 colors. Interfaces USB PC Connection. | 2017 | 2017 | Used to observe and study biological potentials | Scientific | Operational-working condition | Department of Biocybernetic Systems
V. Chavchanidze Institute of Cybernetics of the Georgian Technical University | Stimulator of constant current EF 180 EU / ADINSTRUMENT, Australia | Connection type: Two shrouded 4 mm sockets Configuration: Rectangular, monophasic pulses with software-set pulse amplitude and duration Safety: A single multi-colour indicator displays the isolated stimulator status. Safety switch: I voltage: 100 V fixed Current ranges: 100 µA, 1 mA, or 10 mA full scale Current rise time | 2018 | 2018 | Used to stimulate power pulses in various biological objects | Scientific | Operational-working condition | Department of Biocybernetic Systems
V. Chavchanidze Institute of Cybernetics of the Georgian Technical University | Fiber optic illuminator / Am Scope, USA | 150W powerful halogen illumination, Fiber optic cool light with intensity control, 22" long dual gooseneck lights, Forced air cooling system, 150 Watt Halogen Variable Intensity Fiber Optic Light Source,High Intensity 24V/150W Quartz Halogen Bulb, 3200 Degrees Kelvin Lamp, Durable Metal Construction | 2018 | 2018 | Used to illuminate the biological cells which are under study | Scientific | Operational-working condition | Department of Biocybernetic Systems
V. Chavchanidze Institute of Cybernetics of the Georgian Technical University | Current and voltage sourcee / Voltgraft, Germany | Power 22.5 W, Technology –Linear regulated PSU, Weight 1.9kg, inputs ICE 320 c14, type – bench, output voltage 15 V dc, sizes: 88x153x167, Connections-4 mms security sockets | 2018 | 2018 | Used for powering various circuits and electrical circuits | Scientific | Operational-working condition | Department of Biocybernetic Systems
V. Chavchanidze Institute of Cybernetics of the Georgian Technical University | Intracellular electrometer IE-251 A / (Warner Instruments), USA | 220-260 volts, 50-60 Hz, 0.017 amps | 2018 | 2018 | Used to enhance the biopotentials of neurons for their further observation | Scientific | Operational-working condition | Department of Biocybernetic Systems
V. Chavchanidze Institute of Cybernetics of the Georgian Technical University | Laboratric electrical (analytical) scale BASE BA2004B / Biobase Biodustry (Shandong) Co LTD, China | AC110/220V±10%, 50/60Hz; Power Cord, no battery. capacity: 0~200g; Readability: 0.1mg | 2018 | 2018 | Used to balance various chemicals that are further used in biological studies | Scientific | Operational-working condition | Department of Biocybernetic Systems
V. Chavchanidze Institute of Cybernetics of the Georgian Technical University | Water distiller AE LAB YAZD-10 / ARY Group, China | 4 gallons per day (16 liters): Size: width 20 cm height 36 cm, weight 3.5 kg chamber capacity 4 l, stainless steel; Collecting container glass 4 l. Voltage 220 V 50 Hz | 2018 | 2018 | Used for water distillation, without which biological studies are impossible | Scientific | Operational-working condition | Department of Biocybernetic Systems
V. Chavchanidze Institute of Cybernetics of the Georgian Technical University | Portable video cystoscope C41 / Zuhai Minhao Technology Co Ltd, China | Battery 3.7 Li-ion, 100-240 V 50-60 HZ, 70VA | 2019 | 2019 | Used to study prostate and urinary cancer | Scientific | Operational-working condition | Department of Biocybernetic Systems
V. Chavchanidze Institute of Cybernetics of the Georgian Technical University | Power supply Б5-45 / Soviet Production | Output voltage range 0.1-49.9 V; Output current power range 0.001-0.499 A (amps); Output voltage regulation steps 100 mv (mV); Solution Power step adjustment steps 1 ma (mA); Solution voltage error - installation accuracy ± 0.5%; Solution power force error ± 1.0%. | 1986 | 1986 | Constant adjustable voltage source; Adjustable Direct Current power source | Scientific | Operational-working condition | Department of Applied Pattern Recognition Systems
V. Chavchanidze Institute of Cybernetics of the Georgian Technical University | Measurement of the devices Р-4833 / Soviet Production | Accuracy class of the device in case of its use: 1. As a constant current of 0.1; 2. as a constant current potentiometer 0.05; 3. As a resistance shop 0.02 / 1.5 • 10¯⁴. Range: 10¯⁴ to 10⁶ ohm when measuring its resistance as a bogir. | 1988 | 1988 | Universal Device for bridge resistance measurement, used to replace (adjust) an obstacle in a survey circuit | Scientific | Operational-working condition | Department of Applied Pattern Recognition Systems
V. Chavchanidze Institute of Cybernetics of the Georgian Technical University | Megometer Е6-16 / Soviet Production, Lvov | Measurement range 2 ohms-200 megawatts, error 1.5%, weight 1.9 kg. | 1986 | 1989 | To measure the direct current resistance | Scientific | Operational-working condition | Department of Applied Pattern Recognition Systems
V. Chavchanidze Institute of Cybernetics of the Georgian Technical University | Autotransformer АОСН-20-220-75-44 /Ukraine, Lvov | Voltage 220 V, frequency 50-60 Hz, number of phases 1, idle current no more than 3 A, idle loss 50 watts, number of adjustable circuits 2, weight no more than 43 kg. | 2000 | 2000 | For dim regulation of AC voltage, nominal frequency 50 Hz. | Scientific | Operational-working condition | Department of Applied Pattern Recognition Systems
V. Chavchanidze Institute of Cybernetics of the Georgian Technical University | Generator Г3-33 / Soviet Production, Lvov | Frequency range up to 20000 Hz-200000 Hz. The output resistance of the generator is calculated for the agreed load, 6, 60, 600, 6000 ohms. Required power not more than 150 watts. | 1985 | 1985 | For the study and regulation of low-frequency radio equipment | Scientific | Operational-working condition | Department of Applied Pattern Recognition Systems
V. Chavchanidze Institute of Cybernetics of the Georgian Technical University | Voltmeter В7-26 / Soviet Production | 30mV-300V | 1969 | 1969 | Voltage measurement | Scientific | Operational-working condition | Department of Optically Controlled Anisotropic Systems
V. Chavchanidze Institute of Cybernetics of the Georgian Technical University | Voltmeter В3-13 / Soviet Production | 0.5mV - 300V | 1983 | 1983 | Voltage measurement | Scientific | Operational-working condition | Department of Optically Controlled Anisotropic Systems
V. Chavchanidze Institute of Cybernetics of the Georgian Technical University | Generator Г3-33 / Soviet Production | 20Hz-200kHz | 1970 | 1970 | Sound frequency generation | Scientific | Operational-working condition | Department of Optically Controlled Anisotropic Systems
V. Chavchanidze Institute of Cybernetics of the Georgian Technical University | Generator Г3-56 / Soviet Production | 20Hz-200kHz | 1970 | 1970 | Sound frequency generation | Scientific | Operational-working condition | Department of Optically Controlled Anisotropic Systems
V. Chavchanidze Institute of Cybernetics of the Georgian Technical University | Power supply Б5-31 / Soviet Production | 30V, 2A | 1970 | 1970 | Constant voltage source | Scientific | Operational-working condition | Department of Optically Controlled Anisotropic Systems
V. Chavchanidze Institute of Cybernetics of the Georgian Technical University | Power supply Б5-30 / Soviet Production | 50V, 1.2A | 1970 | 1970 | Constant voltage source | Scientific | Operational-working condition | Department of Optically Controlled Anisotropic Systems
V. Chavchanidze Institute of Cybernetics of the Georgian Technical University | MillivoltmeterВ3-38 / Soviet Production | 100mcV - 300V | 1971 | 1971 | Alternating voltage measurement | Scientific | Operational-working condition | Department of Optically Controlled Anisotropic Systems
V. Chavchanidze Institute of Cybernetics of the Georgian Technical University | MillivoltmeterВ3-38 / Soviet Production | 100mcV - 300V | 1971 | 1971 | Alternating voltage measurement | Scientific | Operational-working condition | Department of Optically Controlled Anisotropic Systems
V. Chavchanidze Institute of Cybernetics of the Georgian Technical University | Microscope МИН-8 / Soviet Production | Magnification 17.5-1350. Polarizing | 1970 | 1970 | Study of patterns in polarized light | Scientific | Operational-working condition | Department of Optically Controlled Anisotropic Systems
V. Chavchanidze Institute of Cybernetics of the Georgian Technical University | Capacitance bridge Е8-2 / Soviet Production | 10pF-100mcF | 1970 | 1970 | measurement of capacitance | Scientific | Operational-working condition | Department of Optically Controlled Anisotropic Systems
V. Chavchanidze Institute of Cybernetics of the Georgian Technical University | Millivoltmeter В3-40 / Soviet Production | 10mcV - 300V | 1969 | 1969 | Alternating voltage measurement | Scientific | Operational-working condition | Department of Optically Controlled Anisotropic Systems
V. Chavchanidze Institute of Cybernetics of the Georgian Technical University | Oscillograph С1-94 / Soviet Production | 10mV - 300V, 0.1mcs-0.5s | 1985 | 1985 | Receiving oscillograms | Scientific | Operational-working condition | Department of Optically Controlled Anisotropic Systems
V. Chavchanidze Institute of Cybernetics of the Georgian Technical University | Interface microscope ,,Epival" / Soviet Production | Magnification 32-1000. Non-polarizing, binocular | 1971 | 1971 | Study of microscopic objects | Scientific | Operational-working condition | Department of Optically Controlled Anisotropic Systems
V. Chavchanidze Institute of Cybernetics of the Georgian Technical University | Lathe Machine ТВШ-3 / Soviet Production | Maximum diameter - 100 mm | 1971 | 1971 | Carrying out turnery work | Scientific | Requires repairment | Department of Optically Controlled Anisotropic Systems
V. Chavchanidze Institute of Cybernetics of the Georgian Technical University | Power supply Б5-31 / Soviet Production | 30V, 2A | 1971 | 1971 | Constant voltage source | Scientific | Operational-working condition | Department of Optically Controlled Anisotropic Systems
V. Chavchanidze Institute of Cybernetics of the Georgian Technical University | Power supply Б5-49 / Soviet Production | 100V, 1A | 1970 | 1970 | Constant voltage source | Scientific | Operational-working condition | Department of Optically Controlled Anisotropic Systems
V. Chavchanidze Institute of Cybernetics of the Georgian Technical University | Vacuum post ВУП-5 / Soviet Production | 10‑3 Pа | 1988 | 1988 | Vacuum coating | Scientific | Operational-working condition | Department of Optically Controlled Anisotropic Systems
V. Chavchanidze Institute of Cybernetics of the Georgian Technical University | Holographic device УИГ-12 / Soviet Production | Weight 1500 kg, 2200 mm x 1500 mm | 1970 | 1970 | Setting up optical circuits | Scientific | Operational-working condition | Department of Optically Controlled Anisotropic Systems
V. Chavchanidze Institute of Cybernetics of the Georgian Technical University | Machine УИГ-22М / Soviet Production | Weight 1500 kg, 2200 mm x 1500 mm | 1970 | 1970 | Setting up optical circuits | Scientific | Operational-working condition | Department of Optically Controlled Anisotropic Systems
V. Chavchanidze Institute of Cybernetics of the Georgian Technical University | Spectrophotometer UV-VIS / Perkin-Elmer, USA | 300nm-800nm | 2005 | 2005 | Optical conductivity measurement | Scientific | Operational-working condition | Department of Optically Controlled Anisotropic Systems
V. Chavchanidze Institute of Cybernetics of the Georgian Technical University | Low frequency generator Г3-109 / Soviet Production | 20Hz-200kHz | 1987 | 1987 | Sound frequency generation | Scientific | Operational-working condition | Department of Optically Controlled Anisotropic Systems
V. Chavchanidze Institute of Cybernetics of the Georgian Technical University | Optical microscope CSMD828S30 / China | Magnification 40-2000. Non-polarizing, binocular | 2015 | 2015 | Study of micro objects | Scientific | Operational/working condition | Department of Optically Controlled Anisotropic Systems
V. Chavchanidze Institute of Cybernetics of the Georgian Technical University | Microscope OMAX M83FLRC140U3 / China | Magnification: 100X,200X,400X,1000X. | 2015 | 2015 | Optical-polarization experiments | Scientific | Operational/working condition | Department of Optically Controlled Anisotropic Systems
V. Chavchanidze Institute of Cybernetics of the Georgian Technical University | Spectrophotometer (KB) / China | 400 nm - 800 nm, single beam | 2015 | 2015 | Measurement of light spectra | Scientific | Operational/working condition | Department of Optically Controlled Anisotropic Systems
V. Chavchanidze Institute of Cybernetics of the Georgian Technical University | Compression(Load 10 tons) / Czech Republic | Capacity 12 t; Pressure force 120 kN; Pressure size 600x800x1460 mm; Weight 88 kg. | 2003 | 2016 | Forming of samples of loose materials | Scientific | Operational-working condition | Department of Optically Controlled Anisotropic Systems
V. Chavchanidze Institute of Cybernetics of the Georgian Technical University | Multimeter Hioki im3523 / Hioki, Japan | Impedance measurement in the frequency range from 5 mV to 5 V from 40 Hz to 200 Hz. | 2018 | 2018 | Impedance measurement | Scientific | Operational-working condition | Department of Optically Controlled Anisotropic Systems
V. Chavchanidze Institute of Cybernetics of the Georgian Technical University | Drying oven pol-EKO SLN 180 STD g oven / Poland | Digitally controlled, room temperature range from 300˚C to 0,1˚C with accuracy. | 2018 | 2018 | Coating and drying of polymer and non-polymer films | Scientific | Operational/working condition | Department of Optically Controlled Anisotropic Systems
V. Chavchanidze Institute of Cybernetics of the Georgian Technical University | Nitrogen laser / Germany | Wavelength 337 nanometers, power peak 100 kW, pulse duration 2.5 nanoseconds | 2018 | 2018 | Generation of light pulses | Scientific | Operational-working condition | Department of Optically Controlled Anisotropic Systems
V. Chavchanidze Institute of Cybernetics of the Georgian Technical University | Spectrophotometer avaspec ULS4096CL EVO / Netherlands | 350-800nm, resolution 0.2nm | 2018 | 2018 | Measurement of optical spectra | Scientific | Operational-working condition | Department of Optically Controlled Anisotropic Systems
V. Chavchanidze Institute of Cybernetics of the Georgian Technical University | Laser / China | 532nm, 10ns, 1J | 2019 | 2019 | Pumping on laser dyes | Scientific | Operational/working condition | Department of Optically Controlled Anisotropic Systems
V. Chavchanidze Institute of Cybernetics of the Georgian Technical University | Goniometer Г-5 / Soviet production | Collimator magnification -40 X Lens focal length - 400 mm Lens diameter - 50 mm Autoclimator view area - 50 mm Auto collimator resolution limit -30 ° Price of optical microcircuit scale unit -1 >> Marginal error when measuring angle -5 ° Marginal error when measuring the angle of the pyramid - 10 >> Dimensions - 610 X260X370 mm Weight - 30 kg | 1981 | 1981 | Is a laboratory type control measuring device. Used to measure the angles of a prism and the pyramid, as well as inbetween angels of the normals of a flat polished, transparent and intransparent bodies | Scientific | Zero Usage | Material Resources and Metrology Group
V. Chavchanidze Institute of Cybernetics of the Georgian Technical University | Voltmeter В2-27 / Soviet Production | Measurement range 1-1000 ვ | 1984 | 1984 | Voltage measurement | Scientific | Operational-working condition | Laboratory of polarization-holographic studies
V. Chavchanidze Institute of Cybernetics of the Georgian Technical University | Voltmeter В3-38 / Soviet Production | Voltage range 1-300ვ | 1984 | 1984 | For measuring the constant voltage source | Scientific | Operational-working condition | Laboratory of polarization-holographic studies
V. Chavchanidze Institute of Cybernetics of the Georgian Technical University | Voltmeter В3-38 / Soviet Production | Measurement range 1, 10, 100, 1000 ვ | 1985 | 1985 | For measuring the constant voltage source | Scientific | Operational-working condition | Laboratory of polarization-holographic studies
V. Chavchanidze Institute of Cybernetics of the Georgian Technical University | Voltmeter Ф4214, Ф4310, Ф5033 / Soviet Production | Voltage measurement range 100მვ-1000ვ | 1983 | 1983 | Intended for voltage measurement in a constant current network | Scientific | Operational-working condition | Laboratory of polarization-holographic studies
V. Chavchanidze Institute of Cybernetics of the Georgian Technical University | Dictograph ДХР-2 / Soviet Production | Spectral range 185 - 1000 nm | 1981 | 1981 | Designed to measure the spectral dependence of circular dichroism | Scientific | Operational-working condition | Laboratory of polarization-holographic studies
V. Chavchanidze Institute of Cybernetics of the Georgian Technical University | Power measurement ИМО-2, ИМО-2Н / Soviet Production | Power measurement range from 1 milliwatt to 100 watts | 1978 | 1980 | Designed to measure the average power of laser radiation | Scientific | Operational-working condition | Laboratory of polarization-holographic studies
V. Chavchanidze Institute of Cybernetics of the Georgian Technical University | Power measurement ИМО-2, ИМО-2Н / Soviet Production | Power measurement range from 1 milliwatt to 100 watts | 1978 | 1980 | Designed to measure the average power of laser radiation | Scientific | Operational-working condition | Laboratory of polarization-holographic studies
V. Chavchanidze Institute of Cybernetics of the Georgian Technical University | Power measurement ИМО-2, ИМО-2Н / Soviet Production | Power measurement range from 1 milliwatt to 100 watts | 1978 | 1980 | Designed to measure the average power of laser radiation | Scientific | Operational-working condition | Laboratory of polarization-holographic studies
V. Chavchanidze Institute of Cybernetics of the Georgian Technical University | Power measurement ИМО-2Н / Soviet Production | Power measurement range from 1 milliwatt to 100 watts | 1979 | 1979 | Designed to measure the average power of constant and pulsed lasers | Scientific | Operational-working condition | Laboratory of polarization-holographic studies
V. Chavchanidze Institute of Cybernetics of the Georgian Technical University | Power measurement ИМО-2Н / Soviet Production | Power measurement range from 1 milliwatt to 100 watts | 1979 | 1979 | Designed to measure the average power of constant and pulsed lasers | Scientific | Operational-working condition | Laboratory of polarization-holographic studies
V. Chavchanidze Institute of Cybernetics of the Georgian Technical University | Power measurement ИМО-2Н / Soviet Production | Power measurement range from 1 milliwatt to 100 watts | 1979 | 1979 | Designed to measure the average power of constant and pulsed lasers | Scientific | Operational-working condition | Laboratory of polarization-holographic studies
V. Chavchanidze Institute of Cybernetics of the Georgian Technical University | Power measurement Е7-11 / Soviet Production | Power measurement range 1-50 watts | 1983 | 1983 | Designed to measure the average power of constant and pulsed lasers | Scientific | Operational-working condition | Laboratory of polarization-holographic studies
V. Chavchanidze Institute of Cybernetics of the Georgian Technical University | Power measurement ИМ1-2 / Soviet Production | Measurement of light pulse duration in the range 5-300 | 1983 | 1983 | Designed to measure the positive and negative polarity of a generalized amplitude | Scientific | Operational-working condition | Laboratory of polarization-holographic studies
V. Chavchanidze Institute of Cybernetics of the Georgian Technical University | Laser ЛПМ-11 / Soviet Production | Wavelength 441,6 nm, Power 40 milliwatts | 1979 | 1979 | Is intended for the use in laboratory studies | Scientific | Operational-working condition | Laboratory of polarization-holographic studies
V. Chavchanidze Institute of Cybernetics of the Georgian Technical University | Laser ЛГН-215 / Soviet Production | Wavelength 632.8 nm, Power 50 milliwatts | 1976 | 1976 | Is intended to receive the coherent radiation in the red region of the spectrum | Scientific | Operational-working condition | Laboratory of polarization-holographic studies
V. Chavchanidze Institute of Cybernetics of the Georgian Technical University | Laser ЛГН-215 / Soviet Production | Wavelength 632.8 nm, Power 50 milliwatts | 1976 | 1976 | Is intended to receive the coherent radiation in the red region of the spectrum | Scientific | Operational-working condition | Laboratory of polarization-holographic studies
V. Chavchanidze Institute of Cybernetics of the Georgian Technical University | Laser ЛГН-215 / Soviet Production | Wavelength 632.8 nm, Power 50 milliwatts | 1976 | 1976 | Is intended to receive the coherent radiation in the red region of the spectrum | Scientific | Operational-working condition | Laboratory of polarization-holographic studies
V. Chavchanidze Institute of Cybernetics of the Georgian Technical University | Monochromator МДР-4-2 / Soviet Production | Working range 190-4000 ნმ | 1972 | 1972 | Designed for monochromatic radiation in a wide spectrum range | Scientific | Operational-working condition | Laboratory of polarization-holographic studies
V. Chavchanidze Institute of Cybernetics of the Georgian Technical University | MillivoltmeterВ4-14 / Soviet Production | Measurement range 10-1000 mW | 1974 | 1974 | Designed to measure voltage amplitude | Scientific | Operational-working condition | Laboratory of polarization-holographic studies
V. Chavchanidze Institute of Cybernetics of the Georgian Technical University | MillivoltmeterВ4-12 / Soviet Production | Measurement range 10-1000 mW | 1981 | 1982 | Designed to measure voltage amplitude pulse | Scientific | Operational-working condition | Laboratory of polarization-holographic studies
V. Chavchanidze Institute of Cybernetics of the Georgian Technical University | Power supply Б5-50 / Soviet Production | Output error Voltage +- 0,05%; Autput Current 0,1 % | 1973 | 1973 | Used for constant voltage and current of the radio equipment | Scientific | Operational-working condition | Laboratory of polarization-holographic studies
V. Chavchanidze Institute of Cybernetics of the Georgian Technical University | Nanovoltmeter Р-341 / Soviet Production | Working range 10-1000 ნვ | 1983 | 1983 | Designed for small current and voltage measurements in a constant current network | Scientific | Operational-working condition | Laboratory of polarization-holographic studies
V. Chavchanidze Institute of Cybernetics of the Georgian Technical University | Oscillograph С8-12 / Soviet Production | Maximum frequency 50 MHz | 1983 | 1983 | Designed for the study of the form of single and periodic electronic signals | Scientific | Operational-working condition | Laboratory of polarization-holographic studies
V. Chavchanidze Institute of Cybernetics of the Georgian Technical University | Biradiate oscilloscope С1-74 / Soviet Production | The coefficient of expansion is 106 s; Error 4% | 1982 | 1982 | Designed for the study of electic signals by visual observation or photography | Scientific | Operational-working condition | Laboratory of polarization-holographic studies
V. Chavchanidze Institute of Cybernetics of the Georgian Technical University | Optical desk OCK-2 / Soviet Production | Length 4 m | 1979 | 1979 | To assemble optical circuits | Scientific | Operational-working condition | Laboratory of polarization-holographic studies
V. Chavchanidze Institute of Cybernetics of the Georgian Technical University | Optical desk OCK-2 / Soviet Production | Length 4 m | 1979 | 1979 | To assemble optical circuits | Scientific | Operational-working condition | Laboratory of polarization-holographic studies
V. Chavchanidze Institute of Cybernetics of the Georgian Technical University | Optical desk OCK-3 / Soviet Production | Length 4 m | 1980 | 1980 | To assemble optical circuits | Scientific | Operational-working condition | Laboratory of polarization-holographic studies
V. Chavchanidze Institute of Cybernetics of the Georgian Technical University | Optical desk OCK-3 / Soviet Production | Length 4 m | 1980 | 1980 | To assemble optical circuits | Scientific | Operational-working condition | Laboratory of polarization-holographic studies
V. Chavchanidze Institute of Cybernetics of the Georgian Technical University | Spectrophotometer “SPECORD” / გერმანია | Spectral range 250-800 nm, ultraviolet and visible ranges | 1976 | 1976 | Designed to measure spectral relationships | Scientific | Operational-working condition | Laboratory of polarization-holographic studies
V. Chavchanidze Institute of Cybernetics of the Georgian Technical University | Spectrophotometer СФ-4А / Soviet Production | Spectral range 220-1100 nm | 1971 | 1972 | Designed to measure the absorption and conductivity spectra of samples | Scientific | Operational-working condition | Laboratory of polarization-holographic studies
V. Chavchanidze Institute of Cybernetics of the Georgian Technical University | Spectrometer ДФС-452 / Soviet Production | Spectral range 190-1100 nm | 1979 | 1979 | Designed to test samples over a wide range | Scientific | Operational-working condition | Laboratory of polarization-holographic studies
V. Chavchanidze Institute of Cybernetics of the Georgian Technical University | Spectrometer ИСП-51 / Soviet Production | Measurement range 365-600 nm | 1984 | 1984 | Designed to measure the absorption and conductivity spectra of samples | Scientific | Operational-working condition | Laboratory of polarization-holographic studies
V. Chavchanidze Institute of Cybernetics of the Georgian Technical University | Machine tool drilling ВСУ-2 / Soviet Production | Drilling frequency 330-2500 rpm Drill holder 1-16 mm | 1961 | 1965 | The machine is used for drilling, surface machining, screw cutting | Scientific | Operational-working condition | Laboratory of polarization-holographic studies
V. Chavchanidze Institute of Cybernetics of the Georgian Technical University | Machine tool drilling ЭСВ-3 / Soviet Production | Swing/rotation speed 150-2800 rpm Maximum hole diameter 25 mm | 1972 | 1972 | The machine is used for drilling wood and metal details | Scientific | Operational-working condition | Laboratory of polarization-holographic studies
V. Chavchanidze Institute of Cybernetics of the Georgian Technical University | Machine tool drilling 2У106 / Soviet Production | Swing/rotation speed 280-1600 rpm; Maximum hole diameter 3 mm; Maximum hole depth 40 mm (+C40) | 1972 | 1972 | The purpose is to obtain and process small diameter holes in the details | Scientific | Operational-working condition | Laboratory of polarization-holographic studies
V. Chavchanidze Institute of Cybernetics of the Georgian Technical University | Lathe (for schools) ТВ-4 / Soviet Production | Surface working, screw cutting, drilling | 1965 | 1965 | The purpose is to lathe different details | Scientific | Operational-working condition | Laboratory of polarization-holographic studies
V. Chavchanidze Institute of Cybernetics of the Georgian Technical University | Desk lathe Д-60 / Soviet Production | Maximum detail diameter 50 mm, lathe machine power 0.75 kW | 1971 | 1971 | To conduct different types of lathe works | Scientific | Operational-working condition | Laboratory of polarization-holographic studies
V. Chavchanidze Institute of Cybernetics of the Georgian Technical University | Lathe “КУСОН-3” / Korea | Maximum detail diameter 43 mm, lathe machine power 1m | 1968 | 1968 | To conduct different types of lathe works | Scientific | Operational-working condition | Laboratory of polarization-holographic studies
V. Chavchanidze Institute of Cybernetics of the Georgian Technical University | Milling machine. Balance NGF-110SH3 / Soviet Production | The maximum diameter of the milling cutter is 110 mm | 1977 | 1977 | Suitable for milling works | Scientific | Operational-working condition | Laboratory of polarization-holographic studies
V. Chavchanidze Institute of Cybernetics of the Georgian Technical University | Machine milling КОМУНАРАС / Soviet Production | Power 1.2 kW, speed 2800 rpm | 1971 | 1971 | The purpose is to process the vertical and horizontal surfaces of the details | Scientific | Operational-working condition | Laboratory of polarization-holographic studies
V. Chavchanidze Institute of Cybernetics of the Georgian Technical University | Table with low tempeature НС280/75 / Soviet Production | Working surface of the table 20 mm | 1979 | 1979 | For coating and freezing surfaces | Scientific | Operational-working condition | Laboratory of polarization-holographic studies
V. Chavchanidze Institute of Cybernetics of the Georgian Technical University | Machine УИГ-2М / Soviet Production | Dimensions 1 x 2.5 M; | 1974 | 1974 | For setting up holographic and optical circuits | Scientific | Operational-working condition | Laboratory of polarization-holographic studies
V. Chavchanidze Institute of Cybernetics of the Georgian Technical University | Machine УИГ-22 / Soviet Production | Dimensions 1 x 2.5 M; | 1986 | 1986 | For setting up holographic and optical circuits | Scientific | Operational-working condition | Laboratory of polarization-holographic studies
V. Chavchanidze Institute of Cybernetics of the Georgian Technical University | Machine УИГ-22 / Soviet Production | Dimensions 1 x 2.5 M; | 1986 | 1986 | For setting up holographic and optical circuits | Scientific | Operational-working condition | Laboratory of polarization-holographic studies
V. Chavchanidze Institute of Cybernetics of the Georgian Technical University | Machine УИГ-22/1 / Soviet Production | Dimensions 1 x 2 M; | 1977 | 1978 | For setting up holographic and optical circuits | Scientific | Operational-working condition | Laboratory of polarization-holographic studies
V. Chavchanidze Institute of Cybernetics of the Georgian Technical University | Machine УИГ-1М / Soviet Production | Dimensions 1 x 2 M; | 1973 | 1973 | For setting up holographic and optical circuits | Scientific | Operational-working condition | Laboratory of polarization-holographic studies
V. Chavchanidze Institute of Cybernetics of the Georgian Technical University | Machine УИГ-1М(И) / Soviet Production | Dimensions 1 x 2 M; | 1973 | 1973 | For setting up holographic and optical circuits | Scientific | Operational-working condition | Laboratory of polarization-holographic studies
V. Chavchanidze Institute of Cybernetics of the Georgian Technical University | Machine for checking up/ for analyzing / Soviet Production | Hights 8 M, Laser | 1980 | 1982 | Determination of subtle data from optical experiments | Scientific | Operational-working condition | Laboratory of polarization-holographic studies
V. Chavchanidze Institute of Cybernetics of the Georgian Technical University | Photometric desk ФСМ / Soviet Production | Length 3 m | 1981 | 1981 | Designed to measure the power of light | Scientific | Operational-working condition | Laboratory of polarization-holographic studies
V. Chavchanidze Institute of Cybernetics of the Georgian Technical University | Frequency meter Ч3-33 / Soviet Production | Frequency measurement range 20g - 60MHz | 1978 | 1978 | Designed for measuring frequency measuring apparatus and instruments | Scientific | Operational-working condition | Laboratory of polarization-holographic studies
V. Chavchanidze Institute of Cybernetics of the Georgian Technical University | Frequency meter Ч3-33 / Soviet Production | Frequency measurement range 20g - 60MHz | 1978 | 1978 | Designed for measuring frequency measuring apparatus and instruments | Scientific | Operational-working condition | Laboratory of polarization-holographic studies
V. Chavchanidze Institute of Cybernetics of the Georgian Technical University | Frequency meter Ч3-34 / Soviet Production | Frequency measurement range 20g - 60MHz | 1986 | 1987 | Designed for measuring frequency measuring apparatus and instruments | Scientific | Operational-working condition | Laboratory of polarization-holographic studies
V. Chavchanidze Institute of Cybernetics of the Georgian Technical University | Electrocardiograph УЗКАР-3 / Soviet Production | Operating frequency 2.65 MHz | 1987 | 1987 | To receive ultrasound pulses | Scientific | Operational-working condition | Laboratory of polarization-holographic studies
V. Chavchanidze Institute of Cybernetics of the Georgian Technical University | Micro hardness measuement ПМТ-3 / Soviet Production | Hardness measurement range 1 - 10 units of hardness | 1974 | 1974 | Designed to measure micro solidity in the laboratory | Scientific | Operational-working condition | Laboratory of polarization-holographic studies
V. Chavchanidze Institute of Cybernetics of the Georgian Technical University | Laser SDL-473-400T / China | Wavelength 473 nm, power 400 mW | 2009 | 2009 | Designed for laboratory studies, used in optical circuits | Scientific | Operational-working condition | Laboratory of polarization-holographic studies
V. Chavchanidze Institute of Cybernetics of the Georgian Technical University | Laboratory Electronic Analytical Scale / Poland | Measurement range 0.1 - 220 grams | 2016 | 2016 | Designed for laboratory measurements | Scientific | Operational-working condition | Laboratory of polarization-holographic studies
V. Chavchanidze Institute of Cybernetics of the Georgian Technical University | Optical device for processing glass lenses / China | Processing diameter range 20 - 60 mm | 2018 | 2018 | Making optical details | Scientific | Operational-working condition | Laboratory of polarization-holographic studies
V. Chavchanidze Institute of Cybernetics of the Georgian Technical University | Magnetic weed with heater / China | Mass of solution 1 l, maximum temperature 100 degrees | 2018 | 2018 | Preparation of various chemical solutions | Scientific | Operational-working condition | Laboratory of polarization-holographic studies
V. Chavchanidze Institute of Cybernetics of the Georgian Technical University | Laser device (Laser) / China | Wavelength 473 nm, Power 1 watts | 2018 | 2018 | Coherent photoactinic light source | Scientific | Operational-working condition | Laboratory of polarization-holographic studies
V. Chavchanidze Institute of Cybernetics of the Georgian Technical University | Analitical scale / China | Measurement range: 10mg g to 310 g with 0.1 mg readability, 2 – 3 s respond speed(stabilization Time). | 2015 | 2015 | Scales are used to weigh the reagents required for synthesis | Scientific | Operational-working condition | Nanocomposite Laboratory
V. Chavchanidze Institute of Cybernetics of the Georgian Technical University | Laboratory centrifuge TDZ4A / China | Max. Speed - 4000rpm; Max. RCF - 2580xg; Max. capacity 24x10ml; Speed accuracy - ±30rpm;; Time rang - 1min~99min; Noise - ≤62dB(A); Power supply - AC220±22V 50/60Hz 3A; Power consumption - 250W | 2015 | 2015 | The device is used to separate liquid samples into fractions under the influence of centrifugal–type force | Scientific | Operational-working condition | Nanocomposite Laboratory
V. Chavchanidze Institute of Cybernetics of the Georgian Technical University | Vacuum pump (SHB III) ZHENGZHOU GREATWALL (HIDING) / China | Largest vacuum: 0.098Mpa; Single-head exhaust volume: 10L/min; Exhaust the number of heads: 2; Tank capacity: 15L; Circulation flow rate: 80L/min; Pump head: 8m; Power: 180W; Body Material: Corrosion Engineering Plastics; Power Requirements: 200V/50Hz. | 2016 | 2016 | The vacuum pump is based on the principle of creating negative pressure using an ink flow and the use of recycled water in the form of a working fluid, which can provide vacuum conditions for chemical experiments | Scientific | Operational-working condition | Nanocomposite Laboratory
V. Chavchanidze Institute of Cybernetics of the Georgian Technical University | Heater (TG-2005 RT-200C) / China | Voltage: 220V; Working Temperature Range: 25 - 300 ℃; Digital resolution: ±0.1c; Temperature fluctuation: ±0.1c; Tank volume:10L; Heating power: 1.6kw | 2016 | 2016 | Heating / Cooling System - Thermo-circulator, in combination with a glass double-walled (jacketed) chemical reactor (after connection) to maintain the required temperature in the working temperature range in the reaction area | Scientific | Operational-working condition | Nanocomposite Laboratory
V. Chavchanidze Institute of Cybernetics of the Georgian Technical University | Glass reactor (TORT-1 L) / China | volume:1L; Reacting time:-80~300℃; Ac motor,brushless,no sparkle; Constant rotationg speed 0-1400 rpm; Reflow and distillation system; chemical laboratory use; with reaction mixing vessel | 2016 | 2016 | Glass double-walled (jacketed) reactor - used to carry out chemical reactions | Scientific | Operational-working condition | Nanocomposite Laboratory
V. Chavchanidze Institute of Cybernetics of the Georgian Technical University | Rotary evaporator (RE-52AA) / China | Glass Material - GG-17; Support Material - Antisepsis Plastic Spraying; Shell Material - Antisepsis Plastic Spraying 250*365*150mm; Inner Container Material - Stainless Steel 240*120mm; Volume of Rotary Bottle - 0.5L 24# Standard Aperture; Vacuum Degree - 0.098Mpa; Rotating Power - 30W Brushless Electric Machine; Rotating Speed - 0-120rpm; Heating Power - 1KW; Temperature Control Range of Bath Kettle - 0-99℃; Temperature Accuracy - ±1℃; Voltage/Frequency (V/Hz) - 220V/50Hz; Up and Down Distance - 120mm; Temperature Control Mode - Smart Temperature Control; Temperature Control Range of Bath Kettle - 0-400℃. | 2016 | 2016 | A rotary evaporator is a commonly used laboratory instrument in a chemical laboratory, mainly used for continuous distillation of large quantities of volatile solvents under the negative pressure | Scientific | Operational-working condition | Nanocomposite Laboratory
V. Chavchanidze Institute of Cybernetics of the Georgian Technical University | Magnetic rotary with heater (Heater With) / China | Operating speed range - 100-1000 rpm; Number of places for heating – 4; The maximum volume of the heated liquid - 3 l; The working surface of the plate – Refractory; Maximum plate heating temperature - 100°C; Heating element power - 300 W; The accuracy of maintaining the temperature of the plate - 1%; Power consumption - 1020 W. | 2016 | 2016 | Laboratory device EMS-18C magnetic stirring with heater is widely used in analytical colloidal chemistry; As well as in biochemistry, pharmaceuticals, medicine, during chemical reactions in various fields. | Scientific | Operational-working condition | Nanocomposite Laboratory
V. Chavchanidze Institute of Cybernetics of the Georgian Technical University | PH metre Hanna Instruments GroChek PH / USA | pH range 0-12; Temperature range 0-1300С; Operating pressure: up to 2.5 bar; Ceramic type diaphragm; Diaphragm quantity: 1. | 2018 | 2018 | pH meter is a device for measuring the hydrogen content, which characterizes the activity of hydrogen ions in solutions, water, food and raw materials, environmental facilities and production systems for continuous monitoring of technological processes, including in aggressive environments as well | Scientific | Operational-working condition | Nanocomposite Laboratory
V. Chavchanidze Institute of Cybernetics of the Georgian Technical University | Thermostatic and closed ultrasonic reactor TOPTION Model Number: TOPT-6000 / China | Glass two-wall reactor with a capacity of 1 liter, has a platform for connecting the head of the ultrasonic homogenizer, also provides the possibility of creating a vacuum | 2018 | 2018 | Thermostatic and closed ultrasonic reactor is used for sonochemical synthesis | Scientific | Operational-working condition | Nanocomposite Laboratory
V. Chavchanidze Institute of Cybernetics of the Georgian Technical University | Vacuum pump / FX MODEL Number FX60 / China | Rotating speed 1420 r/min; Horsepower: 2.2Kw, Pressure:high vacuum 0.0004mbar; S pump speed: 37cfm in 50Hz; VOLTAGE:220V----460V | 2018 | 2018 | The pump is used in an automated chemical reactor system to create an inert gas environment (or vacuum) | Scientific | Operational-working condition | Nanocomposite Laboratory
V. Chavchanidze Institute of Cybernetics of the Georgian Technical University | Desk, Laboratory pH Multimeter / Hanna Instruments, device model: edge @ Multiparameter pH Meter HI2020-01 / China | pH range 0-16 (resolution 0.001); Dissolved oxygen - 0.00 - 45.00 mg/l; The electrical conductivity of the solution is from 0.00 to 29.99 µS/cm; Resolution 0.01 µS/cm; Accuracy: ± 1% of reading; Mini USB port for connecting to a computer. | 2018 | 2018 | The device measures both the acid-base balance (pH) of the liquid and thanks to the additional sensors edge HI2020, can measure dissolved oxygen (DO) and solution conductivity (ED) | Scientific | Operational-working condition | Nanocomposite Laboratory
V. Chavchanidze Institute of Cybernetics of the Georgian Technical University | Schlenk line /Precision Labware. LLC / USA | Four-port double borosilicate glass manifold (seat size 15 O-Ring), cold accumulator with clamp, bubbler and accessories. The ports are made from 4mm double depth vacuum glass stopcock. The ports are equipped with two 14/20 and two 24/40 with internal hinges. The distance between two adjacent ports is 127 mm, the total length of the collector is 635 mm. | 2018 | 2018 | The Schlenk line is a tubular glass apparatus used to perform chemical manipulations without air | Scientific | Operational-working condition | Nanocomposite Laboratory
V. Chavchanidze Institute of Cybernetics of the Georgian Technical University | Laboratory reactor pH sensor /Mettler TOLEDO Ph Electrode 405-dpas-sc-k8/120 / USA | Laboratory reactor pH sensor is designed to determine the acid-base balance during the reaction | 2018 | 2018 | A pH sensor is required to connect to a pH meter | Scientific | Operational-working condition | Nanocomposite Laboratory
V. Chavchanidze Institute of Cybernetics of the Georgian Technical University | Magnetometer / Dering (Dering Magner Tech Co, LTD) Model: VSM 550 "100 (Vibrating Magnetometer Lake Shore 7300) / USA | Measure the scope of the magnetic moment: 10-2 emu—300emu(Sensitivity: 5×10-5 emu); Relative accuracy (30 emu ): better than ±1%; Repeatability (30 emu): better than ±1%.; Stability (30 emu) : Preheating 24 hours , 24 hours of continuous work superior ±1%. ;Temperature range : from -196℃ to 900℃; The magnetic Pole pitch for a fixed spacing is 40 mm , the pole face diameter is 60 mm. Magnetic field: supplied by the electromagnet, from 0 to 2.0 T. | 2018 | 2018 | The magnetometer provides information on the magnetic properties of soft and solid ferromagnetic-ferrimagnetic materials such as saturated (MS) and residual (MR) magnetization, coercive fields (HC), and curve temperature (TC) | Scientific | Operational-working condition | Nanocomposite Laboratory
V. Chavchanidze Institute of Cybernetics of the Georgian Technical University | Nano and micro particle analyzer - Litesizer 500 / Austria | Dimensions - (WxDxH) 460 x 485 x 135 mm; Light Source - 40 mW 658 nm Laser; Measurement Mode - Particle size, Zeta potential, Molecular mass, Transmittance; Measuring Range - 0.3 nm to 10 µm, -600 to +600 mV, 980 Da to 20 Mda; Sample Volume - Minimum 20 µL. | 2012 | 2021 | The analyzer is designed to study the characteristics of nano and microsome particles in dispersions and solutions. Determines particle size, zeta potential and molecular weight | Scientific | Operational-working condition | Nanocomposite Laboratory
V. Chavchanidze Institute of Cybernetics of the Georgian Technical University | Counterweight cup for micromill (planet) / Fritsch / China (Germany) | Counterweight cup,1200 grams, tempered steel | 2011 | 2016 | Counterweight of the re-grinding cup of the reactions' mixture | Scientific/Educational, Industrial (small scale) | Operational/working condition | Laboratory of Energy Efficient Technologies
V. Chavchanidze Institute of Cybernetics of the Georgian Technical University | 20 ml grinding cup for micromill (planet)/ Fritsch / China (Germany) | Grinding cup for planetary mill for increased hardness of substance, with inner surface of zirconium, tempered steel | 2011 | 2016 | Places the reactionary mixture to grind | Scientific/Educational, Industrial (small scale) | Operational/working condition | Laboratory of Energy Efficient Technologies
V. Chavchanidze Institute of Cybernetics of the Georgian Technical University | Rolling machine for wire / Durston / China (UK) | DRM C 100, 30.3 kg, 360 mm, 200 mm, 320 mm, 9 marks, maximum 5.5 mm rolling thickness, 4, 3, 2, 1.5 mm lateral extension, wire max. Length 7 mm | 2015 | 2016 | Milling the rectangular cross-section wiring (for example, superconducting wires made with PIT (Powder in Tube) technology) | Scientific/Educational, Industrial (small scale) | Working condition | Laboratory of Energy Efficient Technologies
V. Chavchanidze Institute of Cybernetics of the Georgian Technical University | Analytical scale HANYU HY JF CN / HANYU / China | FA 1204N, 120 gr., Accuracy 0.1mg., Adapter AC110-240V, dimensions 340mm (L) * 215mm (W) * 350mm (H), plate 80mm | 2015 | 2017 | To weigh the reaction barrel | Scientific/Educational | Working condition | Laboratory of Energy Efficient Technologies
V. Chavchanidze Institute of Cybernetics of the Georgian Technical University | Annular die made out of steel / Labtools / China (Russia) | Ring-shaped, ring-pressed, pressed steel | 2018 | 2018 | Pressing ring-shaped patterns from powder | Scientific/Educational, Industrial (small scale) | Working condition | Laboratory of Energy Efficient Technologies
V. Chavchanidze Institute of Cybernetics of the Georgian Technical University | Rolling machine for wire / Durston / China(UK) | DRM C 150, 49 kg, 430 mm, 220 mm, 365 mm, 11 footprints, 6 mm thickness maximum, cylinder diameter 60 mm, lateral expansion 4, 3, 2, 1.5 mm | 2015 | 2018 | Milling the circular cross-section wiring (for example, superconducting wires made with PIT (Powder in Tube) technology) | Scientific/Educational, Industrial (small scale) | Working condition | Laboratory of Energy Efficient Technologies
V. Chavchanidze Institute of Cybernetics of the Georgian Technical University | Oscillograph 7401 X2 SDS7102 100 MHZ / Owon / China | 100 MHz, 1 GSa / s, 10 Mpts, VGA, usb, 8 "TFT LCD, 65535 colors, 2 channels | 2016 | 2018 | For visualization of the signal entering the input port of the device , for frequency, temporal and logical analysis of the signal | Scientific/Educational | Working condition | Laboratory of Energy Efficient Technologies
V. Chavchanidze Institute of Cybernetics of the Georgian Technical University | Lamp of microscope OSRAMHBO100W2 / OSRAM / China | 100w DC, 2200 lm, 10.0 mm D, 200 h | 2013 | 2015 | Mercury-vapour lamp to obtain ultraviolet spectrum | Scientific | Operational/working condition | Department of Optics and Spectroscopy
V. Chavchanidze Institute of Cybernetics of the Georgian Technical University | Microscope ocular camera CCD kamera / OMAX / China | 3.1MP, Sony 1/1.8" color CCD, 3.45 um x 3.45 um, 62dB, USB 2.0, 0.80 kg | 2013 | 2016 | Move the image of the sample placed on the microscope subject table to the monitor screen | Scientific | Operational/working condition | Department of Optics and Spectroscopy
V. Chavchanidze Institute of Cybernetics of the Georgian Technical University | Fiber-optic CCD D otonics Qwave VIS NIR/RGB Photonics (Germany) Qwave Spectrometer (VIS, NIR) | Focal length: 75 mm; Numerical aperture: 0.1; Messer: 600 str. / Mm; Input gap: 20 μm; Spectral resolution in the visible (VIS) range: 0.5 nm; Spectral resolution in the near-infrared (NIR) range: 0.3 nm; Idle light <0.05% | 2016 | 2016 | Spectroscopic works in visible and near infrared spectral areas (400 - 1000 nm). Absorption, reflection and Raman-spectroscopy in the field of biomedical optics are possible. For example, determination of ferritin concentration in the case of covid-19 | Scientific | Operational/working condition | Department of Optics and Spectroscopy
V. Chavchanidze Institute of Cybernetics of the Georgian Technical University | A set of spectrometers OceanOptics OCEAN NIR ES BUNDLE REFLECTA NCE/Ocean Optics (USA)/Ocean FX VIS-NIR Spectrometer | Messer: 600 str. / Mm; Spectral range: 350-1000 nm; Speed: 4500 scans per second; Variable input gap 10 - 200 μm; The resolution depends on the size of the gap | 2019 | 2019 | Periodic and stationary spectroscopy; Biomedical optics applications: oximetry, photoplethysmography | Scientific | Operational/working condition | Department of Optics and Spectroscopy
V. Chavchanidze Institute of Cybernetics of the Georgian Technical University | Machine flat grinding (model 3Д70В) / Orsha, ,,красный борец" | Dimensions of the table are 400 mm / 160 mm, dimensions of the work surface are 400 mm / 160 mm, height of the workpiece is 320 mm, maximum weight of the workpiece is 50 kg. Grinding circle dimensions 250 mm, 25 mm, 32 mm, end of grinding spandel diameter 25 mm, e. Engine power 1 kW. The total weight of the machine is 1500 kg. | 1975 | 1975 | Grinding works on a large scale on small and medium dimensions | Scientific | Requires repairment | ORGANIZATIONAL-ECONOMIC DEPARTMENT
V. Chavchanidze Institute of Cybernetics of the Georgian Technical University | Universal lathe machine tool 1 И 611 П /Izhevsk, Factory ,,ИЖ" | The diameter of the workpiece is 250 mm and 125 mm; Length of workpiece 500 m, number of electric motors 3 pieces; Main engine power 3 kW; Dimensions 1770 mm / 970 mm / 1300 mm; Weight 1120 kg | 1967 | 1968 | Grinding works in a large scale on small and medium dimensions | Scientific | Working condition | ORGANIZATIONAL-ECONOMIC DEPARTMENT
V. Chavchanidze Institute of Cybernetics of the Georgian Technical University | Electronic generator "Honda" / Japan | Voltage 220 V, constant voltage 12 V, frequency 50 Hz, output speed 1 Ø, current 8.3 A | 1997 | 1997 | Power source | Scientific | Working condition | Material Resources and Metrology Group
V. Chavchanidze Institute of Cybernetics of the Georgian Technical University | Electronic generator "Honda" / Japan | Voltage 220 V, constant voltage 12 V, frequency 50 Hz, output speed 1 Ø, current 8.3 A | 1997 | 1997 | Power source | Scientific | Working condition | Material Resources and Metrology Group
V. Chavchanidze Institute of Cybernetics of the Georgian Technical University | Electronic generator "Honda" / Japan | Voltage 220 V, constant voltage 12 V, frequency 50 Hz, output speed 1 Ø, current 8.3 A | 1997 | 1997 | Power source | Scientific | Working condition | Material Resources and Metrology Group
V. Chavchanidze Institute of Cybernetics of the Georgian Technical University | Electronic generator "Honda" / Japan | Voltage 220 V, constant voltage 12 V, frequency 50 Hz, output speed 1 Ø, current 8.3 A | 1997 | 1997 | Power source | Scientific | Working condition | Material Resources and Metrology Group
V. Chavchanidze Institute of Cybernetics of the Georgian Technical University | Two-storied vent cupboard (width 180 cm, height 200 cm) / Georgia, "Analysis tool" | Width 180 cm, height 200 cm | 2019 | 2019 | To absorb harmful gases | Scientific | Operational-working condition | Department of Optically Controlled Anisotropic Systems
V. Chavchanidze Institute of Cybernetics of the Georgian Technical University | Two-storied vent cupboard (width 180 cm, height 200 cm) / Georgia, "Analysis tool" | Width 180 cm, height 200 cm | 2019 | 2019 | To absorb harmful gases | Scientific | Operational-working condition | Nanocomposite Laboratory
V. Chavchanidze Institute of Cybernetics of the Georgian Technical University | Two-storied vent cupboard (width 180 cm, height 200 cm) / Georgia, "Analysis tool" | Width 180 cm, height 200 cm | 2019 | 2019 | To absorb harmful gases | Scientific | Operational-working condition | Laboratory of thermo and photochromic structures
V. Chavchanidze Institute of Cybernetics of the Georgian Technical University | Two-storied vent cupboard (width 180 cm, height 200 cm) / Georgia, "Analysis tool" | Width 180 cm, height 200 cm | 2019 | 2019 | To absorb harmful gases | Scientific | Operational-working condition | Laboratory of thermo and photochromic structures
V. Chavchanidze Institute of Cybernetics of the Georgian Technical University | Two-storied vent cupboard (width 180 cm, height 200 cm) / Georgia, "Analysis tool" | Width 180 cm, height 200 cm | 2019 | 2019 | To absorb harmful gases | Scientific | Operational-working condition | Laboratory of thermo and photochromic structures
V. Chavchanidze Institute of Cybernetics of the Georgian Technical University | Two-storied vent cupboard (width 180 cm, height 200 cm) / Georgia, "Analysis tool" | Width 180 cm, height 200 cm | 2019 | 2019 | To absorb harmful gases | Scientific | Operational-working condition | Department of Optically Controlled Anisotropic Systems
V. Chavchanidze Institute of Cybernetics of the Georgian Technical University | Two-storied vent cupboard (width 180 cm, height 200 cm) / Georgia, "Analysis tool" | Width 180 cm, height 200 cm | 2019 | 2019 | To absorb harmful gases | Scientific | Operational-working condition | Laboratory of Energy Efficient Technologies
V. Chavchanidze Institute of Cybernetics of the Georgian Technical University | Two-storied vent cupboard (width 180 cm, height 200 cm) / Georgia, "Analysis tool" | Width 180 cm, height 200 cm | 2019 | 2019 | To absorb harmful gases | Scientific | Operational-working condition | Department of Optically Controlled Anisotropic Systems
V. Chavchanidze Institute of Cybernetics of the Georgian Technical University | Two-storied vent cupboard (width 180 cm, height 200 cm) / Georgia, "Analysis tool" | Width 180 cm, height 200 cm | 2019 | 2019 | To absorb harmful gases | Scientific | Operational-working condition | Nanocomposite Laboratory
V. Chavchanidze Institute of Cybernetics of the Georgian Technical University | Two-storied vent cupboard (width 180 cm, height 200 cm) / Georgia, "Analysis tool" | Width 180 cm, height 200 cm | 2019 | 2019 | To absorb harmful gases | Scientific | Operational-working condition | Nanocomposite Laboratory
V. Chavchanidze Institute of Cybernetics of the Georgian Technical University | Two-storied vent cupboard (width 100 cm, height 200 cm) / Georgia, "Analysis tool" | Width 100 cm, height 200 cm | 2019 | 2019 | To absorb harmful gases | Scientific | Operational-working condition | Nanocomposite Laboratory
V. Chavchanidze Institute of Cybernetics of the Georgian Technical University | Two-storied vent cupboard (width 100 cm, height 200 cm) / Georgia, "Analysis tool" | Width 100 cm, height 200 cm | 2019 | 2019 | To absorb harmful gases | Scientific | Operational-working condition | Laboratory of thermo and photochromic structures
V. Chavchanidze Institute of Cybernetics of the Georgian Technical University | Two-storied vent cupboard (width 100 cm, height 200 cm) / Georgia, "Analysis tool" | Width 100 cm, height 200 cm | 2019 | 2019 | To absorb harmful gases | Scientific | Operational-working condition | Nanocomposite Laboratory
V. Chavchanidze Institute of Cybernetics of the Georgian Technical University | Two-storied vent cupboard (width 100 cm, height 200 cm) / Georgia, "Analysis tool" | Width 100 cm, height 200 cm | 2019 | 2019 | To absorb harmful gases | Scientific | Operational-working condition | Nanocomposite Laboratory
V. Chavchanidze Institute of Cybernetics of the Georgian Technical University | Two-storied vent cupboard (width 100 cm, height 200 cm) / Georgia, "Analysis tool" | Width 100 cm, height 200 cm | 2019 | 2019 | To absorb harmful gases | Scientific | Operational-working condition | Department of Applied Pattern Recognition Systems
V. Chavchanidze Institute of Cybernetics of the Georgian Technical University | Two-storied vent cupboard (width 100 cm, height 200 cm) / Georgia, "Analysis tool" | Width 100 cm, height 200 cm | 2019 | 2019 | To absorb harmful gases | Scientific | Operational-working condition | Laboratory of Energy Efficient Technologies
V. Chavchanidze Institute of Cybernetics of the Georgian Technical University | Two-storied vent cupboard (width 100 cm, height 200 cm) / Georgia, "Analysis tool" | Width 100 cm, height 200 cm | 2019 | 2019 | To absorb harmful gases | Scientific | Operational-working condition | Laboratory of Energy Efficient Technologies
V. Chavchanidze Institute of Cybernetics of the Georgian Technical University | Two-section chemical table (width 160 cm, height 160 cm) / Georgia, "Analysis tool" | Width 160 cm, height 160 cm | 2019 | 2019 | For reaction manipulations | Scientific | Operational-working condition | Nanocomposite Laboratory
V. Chavchanidze Institute of Cybernetics of the Georgian Technical University | Two-section chemical table (width 160 cm, height 160 cm) / Georgia, "Analysis tool" | Width 160 cm, height 160 cm | 2019 | 2019 | For reaction manipulations | Scientific | Operational-working condition | Laboratory of thermo and photochromic structures
V. Chavchanidze Institute of Cybernetics of the Georgian Technical University | Two-section chemical table (width 160 cm, height 160 cm) / Georgia, "Analysis tool" | Width 160 cm, height 160 cm | 2019 | 2019 | For reaction manipulations | Scientific | Operational-working condition | Laboratory of thermo and photochromic structures
V. Chavchanidze Institute of Cybernetics of the Georgian Technical University | Two-section chemical table (width 160 cm, height 160 cm) / Georgia, "Analysis tool" | Width 160 cm, height 160 cm | 2019 | 2019 | For reaction manipulations | Scientific | Operational-working condition | Laboratory of thermo and photochromic structures
V. Chavchanidze Institute of Cybernetics of the Georgian Technical University | Two-section chemical table (width 160 cm, height 160 cm) / Georgia, "Analysis tool" | Width 160 cm, height 160 cm | 2019 | 2019 | For reaction manipulations | Scientific | Operational-working condition | Laboratory of thermo and photochromic structures
V. Chavchanidze Institute of Cybernetics of the Georgian Technical University | Two-section chemical table (width 160 cm, height 160 cm) / Georgia, "Analysis tool" | Width 160 cm, height 160 cm | 2019 | 2019 | For reaction manipulations | Scientific | Operational-working condition | Laboratory of thermo and photochromic structures
V. Chavchanidze Institute of Cybernetics of the Georgian Technical University | Two-section chemical table (width 60 cm, height 150 cm) / Georgia, "Analysis tool" | Width 60 cm, height 150 cm | 2019 | 2019 | For reaction manipulations | Scientific | Operational-working condition | Laboratory of thermo and photochromic structures
V. Chavchanidze Institute of Cybernetics of the Georgian Technical University | Two-section chemical table (width 60 cm, height 150 cm) / Georgia, "Analysis tool" | Width 60 cm, height 150 cm | 2019 | 2019 | For reaction manipulations | Scientific | Operational-working condition | Nanocomposite Laboratory
V. Chavchanidze Institute of Cybernetics of the Georgian Technical University | Two-section chemical table (width 60 cm, height 150 cm) / Georgia, "Analysis tool" | Width 60 cm, height 150 cm | 2019 | 2019 | For reaction manipulations | Scientific | Operational-working condition | Laboratory of thermo and photochromic structures
V. Chavchanidze Institute of Cybernetics of the Georgian Technical University | Two-section chemical table (width 60 cm, height 150 cm) / Georgia, "Analysis tool" | Width 60 cm, height 150 cm | 2019 | 2019 | For reaction manipulations | Scientific | Operational-working condition | Laboratory of thermo and photochromic structures
V. Chavchanidze Institute of Cybernetics of the Georgian Technical University | Two-section chemical table (width 60 cm, height 150 cm) / Georgia, "Analysis tool" | Width 60 cm, height 150 cm | 2019 | 2019 | For reaction manipulations | Scientific | Operational-working condition | Laboratory of thermo and photochromic structures
V. Chavchanidze Institute of Cybernetics of the Georgian Technical University | Two-section chemical table (width 60 cm, height 150 cm) / Georgia, "Analysis tool" | Width 60 cm, height 150 cm | 2019 | 2019 | For reaction manipulations | Scientific | Operational-working condition | Laboratory of thermo and photochromic structures
V. Chavchanidze Institute of Cybernetics of the Georgian Technical University | CCD LINEPEC SPEQTROMETER/Specra Physics (USA)/ Oriel LineSpec\TM CCD Spectrometer | Messer: 400 and 1200 str. / Mm; Spectral range: 200-1000 nm; Gap 10 - 200 μm; The resolution depends on the size of the gap. | 2007 | 2007 | Stationary spectroscopy in ultraviolet, visible and near-infrared spectral areas (200-1000 nm). Absorption spectroscopy of macromolecules (DNA, proteins) is possible, as well as reflection and raman-spectroscopy | Scientific | Working condition | Department of Optics and Spectroscopy
V. Chavchanidze Institute of Cybernetics of the Georgian Technical University | GRAT 1200 L/MM 350 RBLZ M 125/Specra Physics (USA)/ Spectrometer railing | 1200 s/mm | 2007 | 2007 | The railing is used to study the ultraviolet (UV) area | Scientific | Working condition | Department of Optics and Spectroscopy
V. Chavchanidze Institute of Cybernetics of the Georgian Technical University | 10 MICRON FIXED SLTL/Specra Physics (USA)/ Spectrometer clearance | 10 μM | 2007 | 2007 | Input hole when resolution is significant. | Scientific | Working condition | Department of Optics and Spectroscopy
V. Chavchanidze Institute of Cybernetics of the Georgian Technical University | FIXED SLIT (100 UM)/Specra Physics (USA)/ Spectrometer clearance | 100 μM | 2007 | 2007 | Input hole when sensitivity is important, while resolution is not that important | Scientific | Working condition | Department of Optics and Spectroscopy
V. Chavchanidze Institute of Cybernetics of the Georgian Technical University | Hg Ar CALIBRAITION SET/Specra Physics (USA)/ Hg-Ar Calibrated spectral lamp | 110 VAC, 60 Hz | 2007 | 2007 | Calibration of spectrometers | Scientific | Working condition | Department of Optics and Spectroscopy
V. Chavchanidze Institute of Cybernetics of the Georgian Technical University | Laser MBL-473 nm-50m W10% Stability / China | Wavelength 473 nm, power 50 MW. | 2008 | 2008 | Optical excitation of luminescent substances | Scientific | Operational/working condition | Department of Optically Controlled Anisotropic Systems
V. Chavchanidze Institute of Cybernetics of the Georgian Technical University | Analytical scale / Poland | Maximum weighing 200 g, weighing accuracy 0.1 mg, working temperature 17-35 degrees. | 2012 | 2012 | High precision preparation of various substances, mixtures, & etc. | Scientific | Operational/working condition | Laboratory of thermo and photochromic structures
V. Chavchanidze Institute of Cybernetics of the Georgian Technical University | Laboratry mixer FAITHFULL / China | 100-2500 rpm | 2018 | 2018 | Preparation of mixtures | Scientific | Operational/working condition | Laboratory of thermo and photochromic structures
V. Chavchanidze Institute of Cybernetics of the Georgian Technical University | Laboratry mixer Caframa/ Canada | 40-2000 rpm | 2018 | 2018 | Preparation of mixtures | Scientific | Operational/working condition | Laboratory of thermo and photochromic structures
V. Chavchanidze Institute of Cybernetics of the Georgian Technical University | Power meter Solar lightuv minder model 3d erythema dsul+uva intesitv meter 3.751 / England | UVA and SUV MED/h, mW/cm2 | 2018 | 2018 | Measurement of UVA and human erythematous dose | Scientific | Operational/working condition | Laboratory of thermo and photochromic structures
V. Chavchanidze Institute of Cybernetics of the Georgian Technical University | Spectrophotometer Avaspec-ULS2048CL-EVO-RS-UA / USA | Working interval 200-1100 nm, resolution 1 nm | 2018 | 2018 | Spectral analysis, visualization-processing of optical data | Scientific | Operational/working condition | Laboratory of thermo and photochromic structures
V. Chavchanidze Institute of Cybernetics of the Georgian Technical University | Spectrophotometer AvaSpec-2048USB2-VA / Avantes, Netherlands | VIS/NIR, 360-1100 nm, 200 μm SMA 905, USB 2.0, 16 bit, 175 x 110 x 44 mm (1 channel), 716 gr. | 2007 | 2009 | Decrypt spectrum from near infrared to ultraviolet and display, process | Scientific | Operational/working condition | Department of Optics and Spectroscopy
V. Chavchanidze Institute of Cybernetics of the Georgian Technical University | Microscope ocular camera DCM510 / Scopetek / China | CMOS, 1/2.5 inch, 3.1 Mpx, 7 frames/sec, 67.4 dB, 400nm～1000nm, 0.5V / lux-sec@550nm, USB 2.0, D 23.2mm, CS mount lens | 2007 | 2009 | Move the image of the sample placed on the microscope subject table to the monitor screen | Scientific | Operational/working condition | Department of Optics and Spectroscopy
V. Chavchanidze Institute of Cybernetics of the Georgian Technical University | Illumination light FiberLight 2TM 6/10 / FiberLight / China | Deut. 200-1100 nm, 6 W, 157 x 55 x 37 mm, ≥5x10-8 W/Sr @ 240 nm, Tungsten: 400-1100 nm, 5 Vdc, 45 mAdc, ≥2000 h | 2009 | 2010 | Spectrum light emission from near infrared to ultraviolet | Scientific | Operational/working condition | Department of Optics and Spectroscopy
V. Chavchanidze Institute of Cybernetics of the Georgian Technical University | Spectrometer Ava Spec-2048-USB2-VA / Netherlands | Cymmetrical Czerny -Turnen, 75 mm focal length; 200-1000 nm; 0.04-2. nm, depemding on configuration; CCD linear array, 2048 pixels | 2009 | 2009 | To separate ionized particles of a substance according to their mass | Scientific | Operational-working condition | Laboratory of thermo and photochromic structures
V. Chavchanidze Institute of Cybernetics of the Georgian Technical University | Multimeter / Aligent 344 10A / China | Digital multimeter 6.5 digit Measurement range 100000 MV-1000000 V, error ± 0.0050x10-0.0006x10` margin | 2011 | 2011 | Study of electrical characteristics of semiconductor devices (volt-ampere, volt-capacitive) and measurement of parameters (open circuit voltage, short-circuit current) in laboratory conditions. | Scientific | Operational-working condition | Department of Optically Controlled Anisotropic Systems
V. Chavchanidze Institute of Cybernetics of the Georgian Technical University | Laser SDL-457-200T / China | Wavelength 457 nm, Power 200 milliwatts | 2009 | 2009 | A laser is intended for the use in laboratory studies, for irradiation of samples | Scientific | Depriciated | Laboratory of polarization-holographic studies
V. Chavchanidze Institute of Cybernetics of the Georgian Technical University | Interface board ACP / CAP / Ukraine | Signal level from 100 Millivolts to 2.5 volts | 2009 | 2009 | Analog-to-digital / digital-to-analog converter used in laboratory photometric scheme | Scientific | Operational-working condition | Laboratory of polarization-holographic studies
V. Chavchanidze Institute of Cybernetics of the Georgian Technical University | Laser SDL-473-200T / China | Wavelength 473 nm, Power 200 milliwatts | 2010 | 2010 | A laser is intended for the use in laboratory studies, for irradiation of samples | Scientific | Operational-working condition | Laboratory of polarization-holographic studies
V. Chavchanidze Institute of Cybernetics of the Georgian Technical University | Laser SDL-532-300T / China | Wavelength 532 nm, Power 300 milliwatts | 2010 | 2010 | A laser is intended for the use in laboratory studie, in optical circuits | Scientific | Operational-working condition | Laboratory of polarization-holographic studies
V. Chavchanidze Institute of Cybernetics of the Georgian Technical University | Laser CNI 473nm - 1200 / China | Wavelength 473 nm, Power 1.2 watts | 2020 | 2020 | Used to record polarizing-holographic elements in the optical circuits | Scientific | Operational-working condition | Laboratory of polarization-holographic studies
V. Chavchanidze Institute of Cybernetics of the Georgian Technical University | Drying cabin / Poland | Temperature range 30-300 degrees. C | 2021 | 2021 | To dry samples of polarized sensitive materials obtained in the laboratory | Scientific | Operational-working condition | Laboratory of polarization-holographic studies
V. Chavchanidze Institute of Cybernetics of the Georgian Technical University | Digital Analog Converter / Ukraine | 16 bit converter | 2021 | 2021 | Used in laboratory photometric scheme | Scientific | Operational-working condition | Laboratory of polarization-holographic studies
V. Chavchanidze Institute of Cybernetics of the Georgian Technical University | Laser blu lazer 488nm 100 mW BLM488T3 / China | Wavelength 488 nm, Power100 milliwatts | 2021 | 2021 | Used in the optical circuits | Scientific | Operational-working condition | Laboratory of polarization-holographic studies
V. Chavchanidze Institute of Cybernetics of the Georgian Technical University | Laser infra-red 1064 nm 150 mW / China | Wavelength 1064 nm, Power150 milliwatts | 2021 | 2021 | Used in the optical circuits | Scientific | Operational-working condition | Laboratory of polarization-holographic studies
V. Chavchanidze Institute of Cybernetics of the Georgian Technical University | Camera CCD / Canada | The size of the matrix is 24 x 36 mm | 2022 | 2022 | Designed to convert an optical image into an analog electrical signal or digital data stream | Scientific | Operational-working condition | Laboratory of polarization-holographic studies
V. Chavchanidze Institute of Cybernetics of the Georgian Technical University | Laser Givit Lazer LSR - 445 nm 6W / China | Wavelength 445 nm, Power 6 watts | 2016 | 2016 | A laser is intended for the use in laboratory studies | Scientific | Operational-working condition | Laboratory of polarization-holographic studies
V. Chavchanidze Institute of Cybernetics of the Georgian Technical University | Laser Givit Lazer LSR - 405 nm - 500 / China | Wavelength 405 nm, Power 500 milliwatts | 2016 | 2016 | A laser is intended for the use in laboratory studies | Scientific | Operational-working condition | Laboratory of polarization-holographic studies
V. Chavchanidze Institute of Cybernetics of the Georgian Technical University | Laser Civit Lazer LSR - 635nm 300MW / China | Wavelength 635 nm, Power 300 milliwatts | 2016 | 2016 | A laser is intended for the use in laboratory studies | Scientific | Operational-working condition | Laboratory of polarization-holographic studies
V. Chavchanidze Institute of Cybernetics of the Georgian Technical University | Intensity measuring photometer CCD camera / USA | Matrix size 20 x 25 mm | 2016 | 2016 | Designed to convert an optical image into an analog electrical signal or digital data stream | Scientific | Operational-working condition | Laboratory of polarization-holographic studies
V. Chavchanidze Institute of Cybernetics of the Georgian Technical University | Equatorial Guided telescopic GPS receiver / USA | Computerized, engine type - Low cog DC servo motors, rotation range - from 7 to 77 degrees, leg length - 44 "to 64", ports - Autoguider | 2016 | 2016 | For the study of astronomical objects | Scientific | Operational-working condition | Laboratory of polarization-holographic studies
V. Chavchanidze Institute of Cybernetics of the Georgian Technical University | Automatic tracking device for the astronomical telescope / USA | Finder aperture: 50 mm; Resolution: 1280 x 960 (1,228,800 total); Resolution: 1280 x 960 (1,228,800 total); Pixel size: 3.75 x 3.75 μm; -Sensor: 0.3MP Color CMOS sensor; - Sensor size: 1/3 "; Video frame rate: Up to 200 fps; Exposure range: 0.00002s to 600s | 2016 | 2016 | Studies astronomical objects | Scientific | Operational-working condition | Laboratory of polarization-holographic studies
V. Chavchanidze Institute of Cybernetics of the Georgian Technical University | Lazeri Givin Lazer ISR - 473nm - 300 / China | Wavelength 473 nm, power 300 mW | 2016 | 2016 | The laser is designed for laboratory studies | Scientific | Operational-working condition | Laboratory of polarization-holographic studies
V. Chavchanidze Institute of Cybernetics of the Georgian Technical University | Infrared laser module / China | Wavelength 808 nm | 2010 | 2010 | Designed for laboratory research | Scientific | Operational-working condition | Laboratory of polarization-holographic studies
V. Chavchanidze Institute of Cybernetics of the Georgian Technical University | Laser SDL-473-500T / China | Wavelength 473 nm, Power 500 milliwatts | 2010 | 2010 | A laser is intended for the use in laboratory studies | Scientific | Operational-working condition | Laboratory of polarization-holographic studies
V. Chavchanidze Institute of Cybernetics of the Georgian Technical University | Oscillograph (with 4 channels) | Number of channels 4, conductivity of power transmission lines 100 MHz | 2013 | 2013 | To record information during the experiment | Scientific | Operational-working condition | Laboratory of polarization-holographic studies
V. Chavchanidze Institute of Cybernetics of the Georgian Technical University | Oscillograph (with 2 channels) | Number of channels 2, conductivity of power transmission lines 100 MHz | 2013 | 2013 | To record information during the experiment | Scientific | Operational-working condition | Laboratory of polarization-holographic studies
V. Chavchanidze Institute of Cybernetics of the Georgian Technical University | Oscillograph (with 2 channels) | Number of channels 2, conductivity of power transmission lines 100 MHz | 2013 | 2013 | To record information during the experiment | Scientific | Operational-working condition | Laboratory of polarization-holographic studies
V. Chavchanidze Institute of Cybernetics of the Georgian Technical University | Mixing tool PLANETARY MICRO / Fritsch / China (Germany) | fritsch pulverisette 7, up to 1100 rpm; Useful space 2x30 ml; 2 cups agate or zirconium balls; Reverse; Grinding process - dry, wet, 44 kg, 40 x 58 x 36 cm | 2010 | 2010 | To transform reaction quenches into micro, submicro, and nanoscale | Scientific/Educational, Industrial (small scale) | Working condition | Laboratory of Energy Efficient Technologies
V. Chavchanidze Institute of Cybernetics of the Georgian Technical University | Grinder cups / Fritsch / China | Grinding cup for planetary mill with inner surface of agate, tempered steel, 20 ml | 2009 | 2010 | Place the reaction mixture to grind | Scientific/Educational, Industrial (small scale) | Working condition | Laboratory of Energy Efficient Technologies
V. Chavchanidze Institute of Cybernetics of the Georgian Technical University | TektroniX DMM 6500 Digital scanning multimeter/ Keythley / China | 15 functions, sensitivity 100 Nv, 10 amperes, 1 µOhm, 5-inch display, 7 million record storage, usb, LAN, usb-TMC, accessory card slot | 2018 | 2019 | Multi-channel digital multimeter for dynamic performance of complex measurements | Scientific/Educational | Working condition | Laboratory of Energy Efficient Technologies
V. Chavchanidze Institute of Cybernetics of the Georgian Technical University | TektroniX 2000 SCAN bourd plate / Keythley / China | 10 channels, 2 poles, configured on 4 poles, DC signals: 110 VDC, 1 A switched, 30 VA (resistive load) AC signals: 125 VRMS or 175 VACPEAK, 1 A switched, 62.5 VA (resistive load) | 2018 | 2019 | Digital Multimeter Signal Dynamic Scan Board, Built-in Multimeter | Scientific/Educational | Working condition | Laboratory of Energy Efficient Technologies
V. Chavchanidze Institute of Cybernetics of the Georgian Technical University | TektroniX 2001 TCSCAN Thermocouple board / Keythley / China | 10 channels, DC Signal: 110 V DC, 1 A switched 30 VA (resistive load) AC signal: 125 VRMS or 175 V AC peak 1 A switched 62.5 VA (resistive load) | 2018 | 2019 | A built-in digital multimeter board for multi-channel thermocouple measurements | Scientific/Educational | Working condition | Laboratory of Energy Efficient Technologies
V. Chavchanidze Institute of Cybernetics of the Georgian Technical University | Intracellular electrometer IE251A / Warner Instruments, USA | 220-260 volts; 60-50 Hz, 0.017 amps | 2010 | 2010 | Used to enhance the biopotentials of neurons for their further observation | Scientific | Operational-working condition | Department of Biocybernetic Systems
V. Chavchanidze Institute of Cybernetics of the Georgian Technical University | Portable spectrum analyzer device Spectan NF-5035/Aaronia AG. Germany | Frequency Range: 1 Hz to 1 MHz Level Range: 1nT to 2mT Filter Bandwidth (min/max): 0.3Hz (min)/10MHz(max) Precision Base Unit: 3% Range Analog Input (typical): 200nV (min) - 200mV (max) FFT (Resolution in Points): 1024 Vector Power Measurement (I/Q) eight: 430 gr | 2010 | 2010 | Used to detect low frequency electromagnetic fields. The biological effects of these fields are studied | Scientific | Operational-working condition | Department of Biocybernetic Systems
V. Chavchanidze Institute of Cybernetics of the Georgian Technical University | Piezo micromanipulator PM 20 / Marzhauserm Germany | 230/115 volts; 750/1100 mAh, 8 volts | 2011 | 2011 | Used for microscopic movement of microelectrodes to avoid damaging biological cells by placing microelectrodes in them | Scientific | Operational-working condition | Department of Biocybernetic Systems
V. Chavchanidze Institute of Cybernetics of the Georgian Technical University | Mechanical Manipulator MD4 / Marshauser Wetzlar, Germany | Travel range X-axis: 37 mm Y- axis: 20 mm Z-axis: 25 mm Fine adjustment 10 mm Weight 700 g | 2011 | 2011 | Used for microscopic movement of various biological instruments to manipulate biological cells. | Scientific | Operational-working condition | Department of Biocybernetic Systems
V. Chavchanidze Institute of Cybernetics of the Georgian Technical University | Glass Microelectrodes stretcher (Puller) P-30 / Sutter Instrument Company, USA | 220-240 volts, 50-60 Hz, 25 amps | 2011 | 2011 | Used to stretch borosilicate capillaries to make microelectrodes. | Scientific | Operational-working condition | Department of Biocybernetic Systems
V. Chavchanidze Institute of Cybernetics of the Georgian Technical University | CCD Camera H6741CE / Tucsen, China | Saturation: 59%, Lightness: 53.1%,The values in the RGB color space are: Red: 103 (40.39%), Green: 65 25.49%).Blue: 206 (80.78%) | 2015 | 2015 | Used for the scientific study of cancerous tissues of the prostate and other organs | Scientific | Operational-working condition | Department of Biocybernetic Systems
V. Chavchanidze Institute of Cybernetics of the Georgian Technical University | Nanovoltmeter with the accessories / Keythley 2182 A / China | 2 channels, 10mV-100 V, resolution 1 nanovolt-10 microvolts, 100V / 120V / 220V / 240V | 2019 | 2019 | Voltage measurement in dynamic mode with great range and accuracy | Scientific/Educational | Working condition | Laboratory of Energy Efficient Technologies
V. Chavchanidze Institute of Cybernetics of the Georgian Technical University | Power supply lonphysics CM-01-L for pulse application, sensitivity 1 mv / a, maximum peak current 500 ka, effective 600 a. / lonphysics CM-01-L for pulse application / ION PHYSICS CORPORATION/USA | Sensitivity 1 mV / a, maximum peak current 500 kA, effective 600 a | 2018 | 2018 | The device is used in pulsed technologies to measure the dependence of peak current time on an oscilloscope. | Scientific | Operational-working condition | Nanocomposite Laboratory
V. Chavchanidze Institute of Cybernetics of the Georgian Technical University | Voltage transmitter / separator, 1000: 1, maximum peak voltage 18 kV, effective 12 kV; Introduction Impedance 200 mohm 1.5 pf, frequency 0..150 MHz / Caltest CT4026 / Cal Test Electronics/China | Measurable and output voltage ratio. coefficient 1000: 1, Maximum peak voltage 18 kV, effective 12 kV, input impedance 200 mM ¦ 1.5 pcf, frequency 0..150 MHz | 2018 | 2018 | The device is used to measure changes in effective voltage up to 12 kV and peak voltage up to 18 kV with the help of an oscilloscope over time. | Scientific | Operational-working condition | Nanocomposite Laboratory
V. Chavchanidze Institute of Cybernetics of the Georgian Technical University | Pressure sensor DMP320 0.5 mwm, 40-60 Bar / DMP320 / BD-Sensors/China | Response time 0.5 ms, pressure range: 0-400 bar absolute, output signal: 0.1 -10 V | 2018 | 2018 | To measure absolute and peak pressure in a fluid with the help of an oscilloscope | Scientific | Operational-working condition | Nanocomposite Laboratory
V. Chavchanidze Institute of Cybernetics of the Georgian Technical University | Infrared temperature sensor, with USB interface / Omega OS-MiniUSBSN21 / Omega Engineering Inc/China | Measurement range from non-metallic surfaces 20-1000 ° C, reaction time 125 ms | 2018 | 2018 | An infrared temperature sensor measures the temperature of a solid or liquid surface without contact. With the help of usb-interface it is possible to connect it to a computer and monitor temperature changes with the help of a computer program. | Scientific | Operational-working condition | Nanocomposite Laboratory
V. Chavchanidze Institute of Cybernetics of the Georgian Technical University | Oscillograph Rigol DS1204B / Rigol DS1204B / RIGOL USA | Four-Channel Digital Oscillograph DS1204B; 4 analog channels, pass-band 200 m Hz; Opening resistance of analog Channels and its capacity 1 MOm ¦ 18 pp; Analog signal discretization frequency in real time - 1 (2) GHz (on half channels) Equivalent - 25 (50) gigabytes / sec; Front 1.75 sec; Maximum memory of the analog channel: 8000/16000 k point per half channel; Vertical range 2m..10v / partition, 8 bits; Horizontal range 1 sec -50 sec / partition; Maximum delay between channels - 500 ppm, maximum input voltage - 300 V; | 2018 | 2018 | Digital Oscillograph is used to test voltage wave signals and to visualize variations in voltage according to time | Scientific | Operational-working condition | Nanocomposite Laboratory
V. Chavchanidze Institute of Cybernetics of the Georgian Technical University | Oscillograph 1GS/S (owon) / China | conductivity of power transmission lines 100 Mgg, Number of channels -2 | 2014 | 2014 | Oscillograph has large memory, wide dynamic range and various recording capabilities | Scientific | Operational-working condition | Laboratory of polarization-holographic studies
V. Chavchanidze Institute of Cybernetics of the Georgian Technical University | Laser MDL-III 405 50mW / China | Wavelength 405 nm, Power 50 milliwatts | 2014 | 2014 | For irradiation of samples/for laboratory research | Scientific | Operational-working condition | Laboratory of polarization-holographic studies
V. Chavchanidze Institute of Cybernetics of the Georgian Technical University | Laser MDL-III 532 50mW / China | Wavelength 532 nm, Power 50 milliwatts | 2014 | 2014 | For irradiation of samples/for laboratory research/for measuring radiation | Scientific | Operational-working condition | Laboratory of polarization-holographic studies
V. Chavchanidze Institute of Cybernetics of the Georgian Technical University | Portable laser PGL III 808 50mW / China | Wavelength 808 nm, power 50 milliwatts | 2014 | 2014 | Infrared portable laser is intended for laboratory studies, for irradiation of samples in the infrared area | Scientific | Operational-working condition | Laboratory of polarization-holographic studies
V. Chavchanidze Institute of Cybernetics of the Georgian Technical University | Multimeter - UNIT UT804 / China | Constant voltage measurement area - 600mv / 6V / 60V / 600V / 1000V 400mv / 4V / 40V / 400V / 1000V Accuracy ± (0.025% + 5) Variable voltage measurement area - 600mv / 6V / 60V / 600V / 1000V 4V / 40V / 400V / 1000V Accuracy ± (0.4% + 30) Variable voltage measurement frequency. Band - 100 KHz DC current measurement area .600 μA / 6000μA / 60mA / 600mA / 10A 400μA / 4000μA / 40mA / 400mA / 10A Accuracy ± (0.7% + 15) AC Measurement Area 600μA / 6000μA / 60mA / 600mA / 10A 400μA / 4000μA / 40mA / 400mA / 10A Accuracy ± (0.7% + 15) Impedance measurement area 600Ω / 6k / 60k / 600k / 6M / 60MΩ 400Ω / 4k / 40k / 400k / 4M / 40MΩ Accuracy ± (0.3% + 40) Capacity measurement area 6 nF / 60nF / 600nF / 6μF / 60μF / 600μF / 6mF 40nF / 400nF / 4μF / 40μF / 400μF / 4mF / 40mF Accuracy ± (1% +20 digits) Temperature measurement area - -40 ... 1000 ° C Accuracy ± (1% + 30 ° C) Frequency measurement range –6kHz / 60kHz / 600kHz / 6mHz / 60mHz 40Hz / 400Hz / 4kHz / 40kHz / 4mHz / 40mHz / 400mHz Accuracy ± (0.01% +8) RS 232C with USB | 2017 | 2017 | To measure the parameters of an electrical signal | Scientific | Operational/working condition | Nanocomposite Laboratory